## TsSummer10_maximum
2025 Terminal Station Maximum Demand Forecast - MW, MVAr & MVA Forecasts aggregated by Terminal Station
Forecasts at time of Station peak - station diversity factors are applied.
Summer, 10% POE
Note: Summer years at end of season
LOCATIONID | LocationType | VOLTAGE | UNIT | 2025 (Actual Note 1) | 2026 | 2027 | 2028 | 2029 | 2030 | 2031 | 2032 | 2033 | 2034 | 2035
ATS_BLTS | Hybrid | 66 | MW | 279.2864 | 367.9047 | 449.8059 | 538.1865 | 586.0293 | 625.0955 | 679.1288 | 767.068 | 917.1674 | 1036.5058 | 1132.391
ATS_BLTS | Hybrid | 66 | MVAr | 74.0062 | 93.3957 | 122.3806 | 152.594 | 169.2899 | 182.3263 | 200.1221 | 228.9669 | 278.2812 | 317.5431 | 349.1558
ATS_BLTS | Hybrid | 66 | MVA | 288.9253 | 379.5743 | 466.157 | 559.4012 | 609.9913 | 651.143 | 708.0006 | 800.5118 | 958.4553 | 1084.0562 | 1184.9976
ATS_WEST | Hybrid | 66 | MW | 259.2273 | 301.1785 | 328.7785 | 349.9985 | 416.6685 | 433.7585 | 442.7285 | 451.9985 | 459.4585 | 464.3685 | 467.7585
ATS_WEST | Hybrid | 66 | MVAr | 73.6792 | 114.1585 | 129.3185 | 140.9585 | 177.5685 | 186.9485 | 191.8785 | 196.9585 | 201.0585 | 203.7485 | 205.6185
ATS_WEST | Hybrid | 66 | MVA | 269.4948 | 322.0879 | 353.2967 | 377.3172 | 452.9274 | 472.3306 | 482.5204 | 493.0469 | 501.5243 | 507.1011 | 510.9569
BATS | Entire | 66 | MW | 188.0777 | 220.45 | 225.45 | 226.87 | 226.94 | 228.23 | 230.14 | 233.55 | 237.29 | 240.03 | 241.42
BATS | Entire | 66 | MVAr | 31.1153 | 29.67 | 30.6 | 30.86 | 30.87 | 31.11 | 31.47 | 32.1 | 32.79 | 33.3 | 33.55
BATS | Entire | 66 | MVA | 190.6341 | 222.4377 | 227.5172 | 228.9592 | 229.03 | 230.3405 | 232.2817 | 235.7457 | 239.5448 | 242.3289 | 243.7401
BETS | Entire | 22 | MW | 78.8472 | 92.05 | 93.42 | 93.87 | 94.13 | 94.21 | 94.84 | 96.02 | 97.2 | 97.96 | 98.29
BETS | Entire | 22 | MVAr | -0.22 | -0.25 | -0.21 | -0.19 | -0.18 | -0.18 | -0.16 | -0.13 | -0.09 | -0.06 | -0.05
BETS | Entire | 22 | MVA | 78.8475 | 92.0503 | 93.4202 | 93.8702 | 94.1302 | 94.2102 | 94.8401 | 96.0201 | 97.2 | 97.96 | 98.29
BETS | Entire | 66 | MW | 146.1771 | 179.05 | 186.77 | 187.11 | 187.1 | 186.79 | 187.35 | 188.84 | 190.46 | 191.09 | 191.01
BETS | Entire | 66 | MVAr | 18.9462 | 28.48 | 31.43 | 31.56 | 31.56 | 31.44 | 31.66 | 32.23 | 32.84 | 33.09 | 33.06
BETS | Entire | 66 | MVA | 147.3998 | 181.3009 | 189.3961 | 189.753 | 189.7431 | 189.4175 | 190.0063 | 191.5707 | 193.2705 | 193.9338 | 193.8499
BLTS | Entire | 22 | MW | 40.5826 | 42.028 | 49.4596 | 51.1169 | 51.7501 | 51.6976 | 51.9052 | 51.9794 | 52.1496 | 52.1235 | 51.9552
BLTS | Entire | 22 | MVAr | 9.8782 | 7.7644 | 8.8097 | 9.2368 | 9.5458 | 9.6502 | 9.7927 | 9.8208 | 9.855 | 9.849 | 9.8027
BLTS | Entire | 22 | MVA | 41.7675 | 42.7392 | 50.238 | 51.9448 | 52.6232 | 52.5906 | 52.8209 | 52.899 | 53.0726 | 53.0459 | 52.8719
BLTS-SCI | Hybrid | 66 | MW
BLTS-SCI | Hybrid | 66 | MVAr
BLTS-SCI | Hybrid | 66 | MVA
BTS | Entire | 22 | MW | 107.0722 | 127.4248 | 130.9922 | 96.7739 | 98.4539 | 99.2629 | 99.8362 | 101.1321 | 102.5017 | 102.904 | 102.6429
BTS | Entire | 22 | MVAr | 19.825 | 27.4387 | 28.75 | 24.0331 | 24.82 | 25.3207 | 25.7033 | 26.3327 | 26.8938 | 27.0904 | 27.0799
BTS | Entire | 22 | MVA | 108.8921 | 130.3456 | 134.1101 | 99.7135 | 101.5343 | 102.4415 | 103.0919 | 104.5041 | 105.9711 | 106.4102 | 106.155
BTS | Entire | 66 | MW | 296.1625 | 355.71 | 364.65 | 379.75 | 379.71 | 379.3 | 380.13 | 383.13 | 386.5 | 388.58 | 389.54
BTS | Entire | 66 | MVAr | 65.4268 | 106.89 | 112.47 | 121.89 | 121.87 | 121.61 | 122.13 | 124 | 126.1 | 127.4 | 128
BTS | Entire | 66 | MVA | 303.3033 | 371.423 | 381.6007 | 398.8323 | 398.7881 | 398.3183 | 399.2675 | 402.6967 | 406.5507 | 408.9317 | 410.031
CBTS | Entire | 66 | MW | 524.4898 | 619.6 | 641 | 648.2 | 658.4 | 664.9 | 670.3 | 682.2 | 692.9 | 706.2 | 716.9
CBTS | Entire | 66 | MVAr | 135.2959 | 170.5 | 176.9 | 179 | 181.5 | 183.1 | 184.6 | 188.1 | 191.4 | 195.1 | 197.9
CBTS | Entire | 66 | MVA | 541.66 | 642.6 | 665 | 672.4 | 683 | 689.7 | 695.2 | 707.6 | 718.9 | 732.7 | 743.7
DPTS | Hybrid | 66 | MW | 311.4459 | 410.91 | 508.81 | 581.04 | 628.45 | 661.43 | 679.44 | 694.22 | 708.39 | 720.16 | 731.46
DPTS | Hybrid | 66 | MVAr | 92.7447 | 95.5 | 130.56 | 156.42 | 173.4 | 185.2 | 191.65 | 196.94 | 202.02 | 206.23 | 210.28
DPTS | Hybrid | 66 | MVA | 324.9617 | 421.8617 | 525.2938 | 601.7264 | 651.9333 | 686.8687 | 705.9521 | 721.614 | 736.6332 | 749.1069 | 761.0857
ERTS | Entire | 66 | MW | 458.0681 | 514.2047 | 520.5337 | 527.7443 | 525.9129 | 522.212 | 520.7813 | 521.9445 | 520.5978 | 519.2588 | 515.6868
ERTS | Entire | 66 | MVAr | 83.8457 | 109.4717 | 112.8184 | 116.1387 | 114.9988 | 113.3381 | 112.2567 | 112.0901 | 111.8444 | 111.0899 | 109.6728
ERTS | Entire | 66 | MVA | 465.6786 | 525.7286 | 532.6193 | 540.3724 | 538.3392 | 534.3696 | 532.7427 | 533.8448 | 532.4765 | 531.0091 | 527.2201
ERTS12 | Split Bus | 66 | MW | 206.8793 | 229.0005 | 229.5526 | 230.3422 | 230.2029 | 228.3449 | 228.1443 | 229.5179 | 228.5395 | 228.3852 | 226.9112
ERTS12 | Split Bus | 66 | MVAr | 27.0717 | 31.9133 | 32.3779 | 32.7059 | 32.5194 | 32.0651 | 31.8504 | 31.9453 | 31.9521 | 31.8912 | 31.6128
ERTS12 | Split Bus | 66 | MVA | 208.6431 | 231.2135 | 231.8248 | 232.6525 | 232.4884 | 230.5853 | 230.3569 | 231.7304 | 230.7623 | 230.6011 | 229.1027
ERTS34 | Split Bus | 66 | MW | 268.1133 | 304.3838 | 310.5769 | 317.4506 | 315.6276 | 313.5999 | 312.2577 | 312.0388 | 311.614 | 310.3297 | 308.0496
ERTS34 | Split Bus | 66 | MVAr | 69.231 | 82.6579 | 85.7469 | 88.9507 | 87.9271 | 86.6275 | 85.6943 | 85.4125 | 85.1393 | 84.3938 | 83.1706
ERTS34 | Split Bus | 66 | MVA | 276.9074 | 315.4074 | 322.1965 | 329.6773 | 327.6461 | 325.3448 | 323.803 | 323.5174 | 323.0355 | 321.6005 | 319.0798
FBTS | Entire | 66 | MW | 235.8494 | 309.96 | 324.4 | 329.56 | 333.56 | 336.76 | 340.71 | 346.98 | 351.29 | 355.72 | 359.22
FBTS | Entire | 66 | MVAr | 64.1455 | 103.84 | 111.62 | 114.4 | 116.56 | 118.29 | 120.41 | 123.79 | 126.12 | 128.5 | 130.39
FBTS | Entire | 66 | MVA | 244.4168 | 326.8913 | 343.0661 | 348.8512 | 353.3391 | 356.9311 | 361.3611 | 368.4007 | 373.2438 | 378.2182 | 382.1525
GNTS | Entire | 66 | MW | 106 | 109.8354 | 109.2861 | 109.106 | 109.8041 | 111.4473 | 112.8276 | 113.7529 | 113.829 | 114.7443 | 115.9117
GNTS | Entire | 66 | MVAr | 24.4 | 34 | 33.8 | 33.8 | 34 | 34.5 | 34.9 | 35.2 | 35.2 | 35.5 | 35.9
GNTS | Entire | 66 | MVA | 108.8 | 115 | 114.4 | 114.2 | 114.9 | 116.7 | 118.1 | 119.1 | 119.2 | 120.1 | 121.3
GTS | Entire | 66 | MW | 432.7622 | 534.7496 | 550.0065 | 553.8698 | 558.1254 | 561.6337 | 566.0638 | 573.5283 | 581.9738 | 587.8269 | 591.9746
GTS | Entire | 66 | MVAr | 111.4382 | 123.1273 | 128.8988 | 130.0201 | 131.5638 | 132.8548 | 134.3762 | 137.1166 | 140.3732 | 142.5954 | 144.0506
GTS | Entire | 66 | MVA | 446.8798 | 548.7417 | 564.9089 | 568.9262 | 573.4222 | 577.1333 | 581.7948 | 589.6911 | 598.6636 | 604.8751 | 609.2491
HOTS | Entire | 66 | MW | 80.4563 | 102.37 | 103.28 | 101.87 | 100.21 | 98.6 | 97.49 | 97.24 | 96.76 | 95.79 | 94.49
HOTS | Entire | 66 | MVAr | 6.7927 | 8.71 | 8.9 | 8.61 | 8.25 | 7.92 | 7.68 | 7.63 | 7.53 | 7.32 | 7.05
HOTS | Entire | 66 | MVA | 80.7426 | 102.7399 | 103.6628 | 102.2332 | 100.549 | 98.9176 | 97.792 | 97.5389 | 97.0526 | 96.0693 | 94.7526
HTS | Entire | 66 | MW | 361.8272 | 389.31 | 399.1 | 407.88 | 409.35 | 409.52 | 411.14 | 415.27 | 418.84 | 422.07 | 423.47
HTS | Entire | 66 | MVAr | 84.0321 | 101.24 | 105.58 | 109.46 | 110.11 | 110.19 | 110.91 | 112.74 | 114.31 | 115.74 | 116.37
HTS | Entire | 66 | MVA | 371.4571 | 402.2584 | 412.8292 | 422.3122 | 423.9005 | 424.0854 | 425.837 | 430.3016 | 434.1586 | 437.6515 | 439.1683
HYTS | Entire | 22 | MW | 1.306 | 1.45 | 1.45 | 1.45 | 1.43 | 1.4 | 1.39 | 1.4 | 1.41 | 1.4 | 1.37
HYTS | Entire | 22 | MVAr | 0.37675 | 0.38 | 0.38 | 0.38 | 0.37 | 0.36 | 0.36 | 0.36 | 0.36 | 0.36 | 0.35
HYTS | Entire | 22 | MVA | 1.3593 | 1.499 | 1.499 | 1.499 | 1.4771 | 1.4455 | 1.4359 | 1.4455 | 1.4552 | 1.4455 | 1.414
KGTS6622 | Entire | 66 | MW | 75.6813 | 79.98 | 79.01 | 78.16 | 76.99 | 75.7 | 74.89 | 74.65 | 74.45 | 73.61 | 72.29
KGTS6622 | Entire | 66 | MVAr | 8.7036 | 9.36 | 9.28 | 8.94 | 8.48 | 7.97 | 7.64 | 7.53 | 7.44 | 7.1 | 6.58
KGTS6622 | Entire | 66 | MVA | 76.1801 | 80.5258 | 79.5531 | 78.6696 | 77.4556 | 76.1184 | 75.2787 | 75.0288 | 74.8208 | 73.9516 | 72.5888
KTS | Entire | 66 | MW | 568.2192 | 669.8544 | 728.2121 | 812.4389 | 922.2502 | 1056.9107 | 1239.9883 | 1420.0118 | 1580.4755 | 1706.1987 | 1794.8339
KTS | Entire | 66 | MVAr | 136.3715 | 164.281 | 184.8847 | 213.383 | 249.9697 | 294.3012 | 354.9735 | 415.1462 | 468.854 | 510.552 | 539.6892
KTS | Entire | 66 | MVA | 584.3546 | 689.7051 | 751.3157 | 839.9936 | 955.5261 | 1097.1205 | 1289.7973 | 1479.4525 | 1648.553 | 1780.9484 | 1874.218
KTS125 | Split Bus | 66 | MW | 321.7316 | 407.9405 | 457.4486 | 501.415 | 536.6271 | 596.7672 | 681.9783 | 753.5196 | 824.8909 | 879.3379 | 915.6847
KTS125 | Split Bus | 66 | MVAr | 78.4225 | 115.9305 | 132.709 | 147.6217 | 159.4678 | 179.196 | 207.375 | 231.346 | 255.257 | 273.1948 | 284.9237
KTS125 | Split Bus | 66 | MVA | 331.1514 | 424.0935 | 476.3096 | 522.6941 | 559.8202 | 623.091 | 712.8105 | 788.2339 | 863.482 | 920.7988 | 958.9891
KTS34 | Split Bus | 66 | MW | 246.4877 | 262.48 | 271.34 | 311.6 | 386.2 | 460.72 | 558.59 | 667.08 | 756.18 | 827.46 | 879.75
KTS34 | Split Bus | 66 | MVAr | 57.949 | 48.47 | 52.3 | 65.8855 | 90.6265 | 115.2297 | 147.7247 | 183.93 | 213.7302 | 237.4922 | 254.9014
KTS34 | Split Bus | 66 | MVA | 253.2079 | 266.9178 | 276.3344 | 318.4893 | 396.6908 | 474.9114 | 577.7935 | 691.9725 | 785.8046 | 860.8674 | 915.9338
LY* | Entire | 66 | MW | 28.2 | 27.236 | 27.236 | 27.2361 | 27.2361 | 27.2362 | 27.2363 | 27.2364 | 27.2365 | 27.2366 | 27.2366
LY* | Entire | 66 | MVAr | 16 | 29.9 | 29.9 | 29.9 | 29.9 | 29.9 | 29.9 | 29.9 | 29.9 | 29.9 | 29.9
LY* | Entire | 66 | MVA | 32.4 | 40.4 | 40.4 | 40.4 | 40.4 | 40.4 | 40.4 | 40.4 | 40.4 | 40.4 | 40.4
MBTS | Entire | 66 | MW | 30.6 | 33.064 | 33.011 | 33.189 | 33.472 | 33.798 | 34.034 | 34.309 | 34.748 | 35.197 | 35.671
MBTS | Entire | 66 | MVAr | -6.5 | -7 | -7 | -7.1 | -7.1 | -7.2 | -7.3 | -7.3 | -7.4 | -7.5 | -7.6
MBTS | Entire | 66 | MVA | 31.3 | 33.8 | 33.8 | 33.9 | 34.2 | 34.6 | 34.8 | 35.1 | 35.5 | 36 | 36.5
MTS | Entire | 22 | MW | 35.2638 | 41.65 | 41.99 | 42.06 | 42.09 | 42.04 | 42.04 | 42.14 | 42.17 | 42.28 | 42.45
MTS | Entire | 22 | MVAr | 3.2404 | 6.8 | 6.91 | 6.93 | 6.94 | 6.93 | 6.93 | 6.96 | 6.97 | 7 | 7.06
MTS | Entire | 22 | MVA | 35.4123 | 42.2015 | 42.5548 | 42.6271 | 42.6583 | 42.6074 | 42.6074 | 42.7109 | 42.7421 | 42.8556 | 43.0331
MTS | Entire | 66 | MW | 193.8728 | 208.68 | 211.92 | 214.98 | 217.05 | 217.06 | 217.59 | 219.29 | 221.21 | 222.28 | 222.73
MTS | Entire | 66 | MVAr | 39.3414 | 37.24 | 38.4 | 39.5 | 40.24 | 40.24 | 40.43 | 41.04 | 41.73 | 42.11 | 42.27
MTS | Entire | 66 | MVA | 197.8242 | 211.9768 | 215.3709 | 218.5787 | 220.7486 | 220.7585 | 221.3142 | 223.0972 | 225.1117 | 226.2336 | 226.7055
MWTS | Entire | 66 | MW | 396.9 | 446.6473 | 456.6731 | 465.4399 | 469.9343 | 467.2207 | 474.8923 | 482.8338 | 487.4692 | 492.2463 | 485.8979
MWTS | Entire | 66 | MVAr | 35.5 | 39.9 | 40.8 | 41.6 | 42 | 41.8 | 42.4 | 43.2 | 43.6 | 44 | 43.4
MWTS | Entire | 66 | MVA | 398.5 | 448.4 | 458.5 | 467.3 | 471.8 | 469.1 | 476.8 | 484.8 | 489.4 | 494.2 | 487.8
RCTS | Entire | 22 | MW | 40.2297 | 47.2 | 47.72 | 47.47 | 46.97 | 46.39 | 46.16 | 46.28 | 46.37 | 46.04 | 45.42
RCTS | Entire | 22 | MVAr | -12.0433 | -0.4 | -0.36 | -0.38 | -0.4 | -0.42 | -0.43 | -0.42 | -0.42 | -0.43 | -0.44
RCTS | Entire | 22 | MVA | 41.9937 | 47.2017 | 47.7214 | 47.4715 | 46.9717 | 46.3919 | 46.162 | 46.2819 | 46.3719 | 46.042 | 45.4221
RCTS | Entire | 66 | MW | 116.02 | 119.08 | 121.2 | 121.15 | 120.61 | 119.73 | 119.33 | 120.07 | 120.96 | 121.03 | 120.08
RCTS | Entire | 66 | MVAr | 30.6374 | 44.62 | 46.04 | 46.01 | 45.65 | 45.05 | 44.79 | 45.28 | 45.88 | 45.93 | 45.29
RCTS | Entire | 66 | MVA | 119.997 | 127.1652 | 129.65 | 129.5926 | 128.9601 | 127.9249 | 127.459 | 128.3241 | 129.3688 | 129.452 | 128.337
RTS | Entire | 22 | MW | 40.2269 | 56.03 | 62.18 | 62.48 | 61.82 | 60.71 | 59.79 | 60.31 | 61.26 | 61.83 | 61.84
RTS | Entire | 22 | MVAr | 7.3429 | 17.95 | 20.63 | 20.77 | 20.47 | 19.99 | 19.59 | 19.82 | 20.23 | 20.48 | 20.48
RTS | Entire | 22 | MVA | 40.8916 | 58.8351 | 65.513 | 65.8418 | 65.1209 | 63.9164 | 62.9175 | 63.4833 | 64.5139 | 65.1336 | 65.143
RTS | Entire | 66 | MW | 433.4975 | 527.0197 | 541.671 | 550.0142 | 552.6779 | 553.4941 | 556.1597 | 561.1732 | 565.5786 | 569.9039 | 573.7596
RTS | Entire | 66 | MVAr | 106.5212 | 125.4972 | 132.9422 | 137.1815 | 138.5129 | 138.9226 | 140.2373 | 142.7348 | 144.9088 | 147.0921 | 149.0394
RTS | Entire | 66 | MVA | 446.3932 | 541.7557 | 557.7464 | 566.8636 | 569.7707 | 570.662 | 573.5679 | 579.0411 | 583.8473 | 588.5801 | 592.8008
RWTS | Entire | 66 | MW | 451.62 | 521 | 521.5 | 522.2 | 522 | 524.4 | 532.2 | 537.1 | 546.9 | 551.4 | 554.6
RWTS | Entire | 66 | MVAr | 102.31 | 120 | 120.3 | 120.6 | 120.7 | 121.2 | 123.2 | 124.6 | 127 | 128.1 | 128.9
RWTS | Entire | 66 | MVA | 463.06 | 534.7 | 535.2 | 535.9 | 535.7 | 538.2 | 546.2 | 551.4 | 561.5 | 566.1 | 569.4
RWTS13 | Split Bus | 66 | MW | 283.42 | 314 | 315.7 | 316.4 | 316.5 | 317.2 | 321.3 | 323.8 | 329.4 | 331.2 | 331.7
RWTS13 | Split Bus | 66 | MVAr | 66.31 | 75.7 | 76.3 | 76.6 | 76.7 | 76.9 | 78.1 | 79 | 80.5 | 81 | 81.2
RWTS13 | Split Bus | 66 | MVA | 291.07 | 322.9 | 324.7 | 325.6 | 325.7 | 326.4 | 330.6 | 333.3 | 339.1 | 341 | 341.5
RWTS22 | Entire | 22 | MW | 82.5 | 99.1 | 99.2 | 98.9 | 99.2 | 99.9 | 101.2 | 102.9 | 104.3 | 105.8 | 107.3
RWTS22 | Entire | 22 | MVAr | 4.7 | 8.9 | 8.9 | 8.9 | 8.9 | 8.9 | 9 | 9.2 | 9.4 | 9.5 | 9.7
RWTS22 | Entire | 22 | MVA | 82.6 | 99.5 | 99.6 | 99.3 | 99.6 | 100.3 | 101.6 | 103.3 | 104.7 | 106.3 | 107.7
RWTS24 | Split Bus | 66 | MW | 168.2 | 207.1 | 205.8 | 205.7 | 205.4 | 207.2 | 210.9 | 213.3 | 217.5 | 220.2 | 222.9
RWTS24 | Split Bus | 66 | MVAr | 36 | 44.3 | 44 | 44 | 44 | 44.3 | 45.1 | 45.7 | 46.6 | 47.1 | 47.7
RWTS24 | Split Bus | 66 | MVA | 172.01 | 211.8 | 210.5 | 210.4 | 210.1 | 211.9 | 215.7 | 218.1 | 222.4 | 225.2 | 228
SHTS | Entire | 66 | MW | 267.3663 | 290.83 | 293.7 | 293.44 | 292.4 | 290.87 | 290.31 | 291.57 | 293.47 | 294.22 | 293.14
SHTS | Entire | 66 | MVAr | 51.6146 | 74.22 | 75.7 | 75.56 | 75.03 | 74.24 | 73.95 | 74.6 | 75.58 | 75.96 | 75.41
SHTS | Entire | 66 | MVA | 272.3028 | 300.1511 | 303.2988 | 303.0121 | 301.8729 | 300.1948 | 299.5805 | 300.9622 | 303.0462 | 303.8673 | 302.6842
SMTS | Entire | 66 | MW | 427.51 | 451.9 | 478.5 | 499.1 | 525.6 | 574.8 | 660 | 767.5 | 917.6 | 1034.1 | 1122.9
SMTS | Entire | 66 | MVAr | 79.7 | 82.2 | 87.3 | 91.1 | 96.1 | 104.4 | 118.5 | 136.3 | 161.2 | 180.5 | 195.3
SMTS | Entire | 66 | MVA | 434.88 | 459.3 | 486.5 | 507.4 | 534.4 | 584.2 | 670.5 | 779.6 | 931.6 | 1049.7 | 1139.8
SVTS | Entire | 66 | MW | 380.8618 | 440.9621 | 447.7818 | 452.9644 | 451.1471 | 447.8965 | 444.7565 | 447.92 | 449.7545 | 450.7435 | 450.3486
SVTS | Entire | 66 | MVAr | 54.8614 | 78.21 | 80.35 | 82.05 | 81.47 | 80.48 | 79.45 | 80.39 | 80.9 | 81.22 | 81.14
SVTS | Entire | 66 | MVA | 384.7928 | 447.8441 | 454.9337 | 460.3357 | 458.4442 | 455.0696 | 451.7971 | 455.0768 | 456.9725 | 458.0027 | 457.5997
SVTS12 | Split Bus | 66 | MW | 160.9802 | 202.81 | 206.63 | 210.84 | 209.18 | 207.85 | 207.27 | 208.27 | 209.46 | 210.13 | 210.22
SVTS12 | Split Bus | 66 | MVAr | 34.6693 | 47.57 | 49.03 | 50.63 | 50 | 49.49 | 49.27 | 49.65 | 50.1 | 50.36 | 50.4
SVTS12 | Split Bus | 66 | MVA | 164.6711 | 208.3142 | 212.3674 | 216.8338 | 215.0727 | 213.6607 | 213.0455 | 214.1063 | 215.3683 | 216.0804 | 216.1773
SVTS34 | Split Bus | 66 | MW | 221.4621 | 239.8821 | 243.9518 | 245.9044 | 246.2971 | 245.7865 | 246.4165 | 248.31 | 250.0344 | 250.8836 | 251.4186
SVTS34 | Split Bus | 66 | MVAr | 20.3079 | 30.29 | 31.28 | 31.79 | 31.9 | 31.82 | 31.98 | 32.39 | 32.76 | 32.98 | 33.16
SVTS34 | Split Bus | 66 | MVA | 222.3912 | 241.7869 | 245.949 | 247.9508 | 248.3543 | 247.8377 | 248.483 | 250.4136 | 252.1714 | 253.042 | 253.5959
TBTS | Entire | 66 | MW | 252.5584 | 325.96 | 329.48 | 330.77 | 330.85 | 329.72 | 329.99 | 332.59 | 335.11 | 335.85 | 335.52
TBTS | Entire | 66 | MVAr | 47.1143 | 76.89 | 78.36 | 78.9 | 78.94 | 78.46 | 78.58 | 79.67 | 80.73 | 81.03 | 80.9
TBTS | Entire | 66 | MVA | 256.9153 | 334.9059 | 338.67 | 340.05 | 340.1371 | 338.9266 | 339.2171 | 341.9991 | 344.697 | 345.4867 | 345.1354
TGTS | Entire | 66 | MW | 164.5579 | 182.44 | 178.4 | 175.39 | 173.58 | 171.58 | 170.6 | 171.03 | 171.29 | 171.01 | 169.91
TGTS | Entire | 66 | MVAr | 34.5558 | 21.01 | 20.12 | 19.45 | 19.05 | 18.61 | 18.39 | 18.49 | 18.54 | 18.48 | 18.24
TGTS | Entire | 66 | MVA | 168.147 | 183.6458 | 179.531 | 176.4652 | 174.6222 | 172.5863 | 171.5883 | 172.0266 | 172.2904 | 172.0056 | 170.8862
TSTS | Entire | 66 | MW | 360.5343 | 390.3708 | 394.0019 | 395.3915 | 396.0952 | 396.2785 | 396.8322 | 400.4557 | 403.445 | 404.7884 | 405.002
TSTS | Entire | 66 | MVAr | 87.5781 | 97.53 | 99.1937 | 99.7783 | 99.9845 | 99.7773 | 100.0388 | 101.3825 | 102.781 | 103.3612 | 103.3173
TSTS | Entire | 66 | MVA | 371.0187 | 402.3698 | 406.2966 | 407.7869 | 408.5197 | 408.6468 | 409.2475 | 413.0898 | 416.3313 | 417.7765 | 417.9726
TTS | Entire | 66 | MW | 472.4779 | 552.4559 | 562.7348 | 573.917 | 592.3336 | 601.5086 | 631.3645 | 684.9638 | 727.0903 | 789.6335 | 880.3546
TTS | Entire | 66 | MVAr | 114.1763 | 146.3816 | 150.0996 | 153.7908 | 159.7521 | 162.7242 | 172.3787 | 189.8915 | 203.802 | 224.3333 | 253.8263
TTS | Entire | 66 | MVA | 486.0777 | 571.52 | 582.4091 | 594.1653 | 613.498 | 623.1306 | 654.4735 | 710.7983 | 755.113 | 820.8815 | 916.2162
TTS12 | Split Bus | 66 | MW | 226.8797 | 266.6299 | 269.2937 | 271.1321 | 272.5929 | 272.7261 | 273.8754 | 276.8167 | 280.2942 | 280.4052 | 281.2212
TTS12 | Split Bus | 66 | MVAr | 53.0954 | 65.8097 | 66.9528 | 67.5236 | 67.8936 | 67.8948 | 68.0929 | 68.8959 | 70.0418 | 70.0306 | 69.9784
TTS12 | Split Bus | 66 | MVA | 233.0097 | 274.6314 | 277.4919 | 279.4138 | 280.9207 | 281.0503 | 282.2133 | 285.2615 | 288.9129 | 289.018 | 289.7971
TTS34 | Split Bus | 66 | MW | 254.1655 | 288.63 | 296.22 | 305.58 | 322.56 | 331.61 | 360.35 | 411.05 | 449.72 | 512.16 | 602.12
TTS34 | Split Bus | 66 | MVAr | 68.4083 | 81.12 | 83.69 | 86.8135 | 92.4095 | 95.382 | 104.845 | 121.563 | 134.3317 | 154.8757 | 184.4317
TTS34 | Split Bus | 66 | MVA | 263.2106 | 299.8128 | 307.8154 | 317.6724 | 335.5361 | 345.0549 | 375.2927 | 428.6487 | 469.3539 | 535.0648 | 629.7329
WETS | Entire | 66 | MW | 52.8576 | 61.85 | 62.57 | 62.01 | 60.97 | 59.78 | 59.22 | 59 | 58.82 | 58.22 | 57.09
WETS | Entire | 66 | MVAr | 16.3004 | 11.2 | 11.54 | 11.27 | 10.79 | 10.25 | 9.98 | 9.88 | 9.8 | 9.52 | 9
WETS | Entire | 66 | MVA | 55.3139 | 62.8559 | 63.6253 | 63.0258 | 61.9174 | 60.6524 | 60.055 | 59.8215 | 59.6308 | 58.9932 | 57.7951
WMTS | Entire | 22 | MW | 5.7031 | 9.68 | 9.73 | 9.71 | 9.62 | 9.48 | 9.41 | 9.52 | 9.6 | 9.56 | 9.39
WMTS | Entire | 22 | MVAr | 1.0328 | 2.06 | 2.08 | 2.07 | 2.05 | 2.01 | 1.99 | 2.02 | 2.04 | 2.03 | 1.99
WMTS | Entire | 22 | MVA | 5.7959 | 9.8968 | 9.9498 | 9.9282 | 9.836 | 9.6907 | 9.6181 | 9.7319 | 9.8144 | 9.7732 | 9.5986
WMTS | Entire | 66 | MW | 256.8859 | 341.1915 | 356.1327 | 363.4008 | 369.6033 | 374.3468 | 379.9018 | 387.4459 | 394.6242 | 400.583 | 405.2974
WMTS | Entire | 66 | MVAr | 66.4487 | 41.1339 | 43.2012 | 44.223 | 45.0743 | 45.6768 | 46.4136 | 47.524 | 48.5924 | 49.4298 | 49.994
WMTS | Entire | 66 | MVA | 265.3409 | 343.6621 | 358.7434 | 366.0817 | 372.3416 | 377.1231 | 382.7265 | 390.3497 | 397.6047 | 403.6212 | 408.3692
WOTS | Entire | 66 | MW | 89.4 | 101 | 101.5 | 102.1 | 102.7 | 103.4 | 105.3 | 107.2 | 109.2 | 110.1 | 111.3
WOTS | Entire | 66 | MVAr | 18 | 20.4 | 20.5 | 20.6 | 20.7 | 20.9 | 21.3 | 21.6 | 22.1 | 22.2 | 22.5
WOTS | Entire | 66 | MVA | 91.2 | 103 | 103.6 | 104.2 | 104.7 | 105.5 | 107.4 | 109.4 | 111.4 | 112.3 | 113.6
WOTS22 | Entire | 22 | MW | 33.3 | 41.2 | 41.7 | 42.4 | 42.4 | 43 | 44.1 | 45 | 46.5 | 47.6 | 48.6
WOTS22 | Entire | 22 | MVAr | 3 | 3.7 | 3.7 | 3.8 | 3.8 | 3.8 | 3.9 | 4 | 4.1 | 4.2 | 4.3
WOTS22 | Entire | 22 | MVA | 33.5 | 41.4 | 41.9 | 42.6 | 42.6 | 43.2 | 44.3 | 45.2 | 46.6 | 47.7 | 48.8
Note 1: Note that this is the observed actual and have not been weather normalised.

## TsSummer50_maximum
2025 Terminal Station Maximum Demand Forecast - MW, MVAr & MVA Forecasts aggregated by Terminal Station
Forecasts at time of Station peak - station diversity factors are applied.
Summer, 50% POE
Note: Summer years at end of season
LOCATIONID | LocationType | VOLTAGE | UNIT | 2025 (Actual Note 1) | 2026 | 2027 | 2028 | 2029 | 2030 | 2031 | 2032 | 2033 | 2034 | 2035
ATS_BLTS | Hybrid | 66 | MW | 279.2864 | 332.3576 | 414.8036 | 500.6876 | 546.9778 | 587.4983 | 642.0912 | 729.7048 | 879.3181 | 998.2993 | 1094.1303
ATS_BLTS | Hybrid | 66 | MVAr | 74.0062 | 81.4294 | 110.6029 | 139.8614 | 156.0975 | 169.6066 | 187.5272 | 216.283 | 265.399 | 304.5316 | 336.1036
ATS_BLTS | Hybrid | 66 | MVA | 288.9253 | 342.1876 | 429.296 | 519.8551 | 568.8156 | 611.4905 | 668.9153 | 761.0831 | 918.4971 | 1043.715 | 1144.5902
ATS_WEST | Hybrid | 66 | MW | 259.2273 | 273.3985 | 301.6385 | 322.1485 | 389.5585 | 407.0685 | 416.4285 | 424.5085 | 431.0685 | 435.5385 | 438.8685
ATS_WEST | Hybrid | 66 | MVAr | 73.6792 | 98.9085 | 114.4085 | 125.6785 | 162.6785 | 172.2985 | 177.4385 | 181.8685 | 185.4685 | 187.9185 | 189.7485
ATS_WEST | Hybrid | 66 | MVA | 269.4948 | 290.7398 | 322.6067 | 345.7958 | 422.1612 | 442.0312 | 452.6556 | 461.8264 | 469.2746 | 474.3492 | 478.1318
BATS | Entire | 66 | MW | 188.0777 | 196 | 200.06 | 201.47 | 202.22 | 203.19 | 204.9 | 208.2 | 211.8 | 214.5 | 216.24
BATS | Entire | 66 | MVAr | 31.1153 | 25.15 | 25.9 | 26.17 | 26.3 | 26.48 | 26.8 | 27.41 | 28.08 | 28.57 | 28.9
BATS | Entire | 66 | MVA | 190.6341 | 197.607 | 201.7296 | 203.1626 | 203.9231 | 204.9082 | 206.6452 | 209.9965 | 213.6533 | 216.3943 | 218.1627
BETS | Entire | 22 | MW | 78.8472 | 82.99 | 84.28 | 84.65 | 84.89 | 85.08 | 85.64 | 86.69 | 87.77 | 88.47 | 88.85
BETS | Entire | 22 | MVAr | -0.22 | -0.54 | -0.5 | -0.48 | -0.48 | -0.47 | -0.45 | -0.42 | -0.39 | -0.36 | -0.35
BETS | Entire | 22 | MVA | 78.8475 | 82.9918 | 84.2815 | 84.6514 | 84.8914 | 85.0813 | 85.6412 | 86.691 | 87.7709 | 88.4707 | 88.8507
BETS | Entire | 66 | MW | 146.1771 | 166.61 | 174.16 | 174.58 | 174.51 | 174.22 | 174.71 | 176.11 | 177.78 | 178.42 | 178.44
BETS | Entire | 66 | MVAr | 18.9462 | 23.73 | 26.62 | 26.78 | 26.75 | 26.64 | 26.82 | 27.36 | 28 | 28.24 | 28.25
BETS | Entire | 66 | MVA | 147.3998 | 168.2914 | 176.1827 | 176.622 | 176.5483 | 176.245 | 176.7566 | 178.2226 | 179.9715 | 180.6411 | 180.6624
BLTS | Entire | 22 | MW | 40.5826 | 40.2051 | 47.4706 | 48.7219 | 49.4312 | 49.5907 | 49.9684 | 50.1425 | 50.3206 | 50.3146 | 50.1123
BLTS | Entire | 22 | MVAr | 9.8782 | 7.2802 | 8.3055 | 8.6865 | 9.0116 | 9.142 | 9.3046 | 9.3427 | 9.3647 | 9.3587 | 9.3246
BLTS | Entire | 22 | MVA | 41.7675 | 40.8589 | 48.1917 | 49.4902 | 50.2459 | 50.4263 | 50.8273 | 51.0055 | 51.1846 | 51.1776 | 50.9725
BLTS-SCI | Hybrid | 66 | MW
BLTS-SCI | Hybrid | 66 | MVAr
BLTS-SCI | Hybrid | 66 | MVA
BTS | Entire | 22 | MW | 107.0722 | 114.6907 | 118.1494 | 87.9114 | 89.4624 | 90.114 | 91.1433 | 92.651 | 94.0323 | 94.4744 | 94.0159
BTS | Entire | 22 | MVAr | 19.825 | 22.6873 | 23.9492 | 19.8924 | 20.6397 | 21.0715 | 21.6024 | 22.2226 | 22.7544 | 22.9709 | 22.8716
BTS | Entire | 22 | MVA | 108.8921 | 116.9131 | 120.5522 | 90.1339 | 91.8124 | 92.5448 | 93.6684 | 95.2788 | 96.7462 | 97.2269 | 96.7579
BTS | Entire | 66 | MW | 296.1625 | 342.15 | 349.68 | 363.03 | 362.76 | 361.63 | 361.81 | 364.21 | 366.53 | 367.76 | 368.23
BTS | Entire | 66 | MVAr | 65.4268 | 98.43 | 103.13 | 111.46 | 111.29 | 110.59 | 110.7 | 112.19 | 113.64 | 114.41 | 114.7
BTS | Entire | 66 | MVA | 303.3033 | 356.0268 | 364.5708 | 379.7553 | 379.4473 | 378.1619 | 378.3662 | 381.0978 | 383.7425 | 385.1455 | 385.6805
CBTS | Entire | 66 | MW | 524.4898 | 575.4 | 601.3 | 610.2 | 621.8 | 627.2 | 634.3 | 642.5 | 657.9 | 664.8 | 674
CBTS | Entire | 66 | MVAr | 135.2959 | 154.9 | 162.5 | 165.1 | 168.3 | 169.6 | 171.5 | 174 | 178.4 | 180.4 | 183
CBTS | Entire | 66 | MVA | 541.66 | 595.9 | 622.9 | 632.1 | 644.1 | 649.7 | 657.1 | 665.6 | 681.6 | 688.9 | 698.4
DPTS | Hybrid | 66 | MW | 311.4459 | 359.75 | 452.77 | 524.82 | 571.11 | 603.49 | 620.65 | 633.75 | 646.91 | 657.66 | 667.68
DPTS | Hybrid | 66 | MVAr | 92.7447 | 77.18 | 110.49 | 136.29 | 152.86 | 164.46 | 170.6 | 175.29 | 180 | 183.85 | 187.44
DPTS | Hybrid | 66 | MVA | 324.9617 | 367.9359 | 466.0565 | 542.2278 | 591.213 | 625.4976 | 643.6698 | 657.5452 | 671.4853 | 682.8744 | 693.4914
ERTS | Entire | 66 | MW | 458.0681 | 475.1707 | 481.5377 | 488.141 | 486.3719 | 483.1633 | 479.8227 | 481.0153 | 482.2134 | 479.7821 | 478.5598
ERTS | Entire | 66 | MVAr | 83.8457 | 97.4985 | 100.8597 | 104.1918 | 103.2793 | 101.4789 | 100.2216 | 100.1934 | 100.2752 | 99.494 | 98.482
ERTS | Entire | 66 | MVA | 465.6786 | 485.0703 | 491.987 | 499.1368 | 497.2165 | 493.7051 | 490.1777 | 491.3394 | 492.5291 | 489.9897 | 488.588
ERTS12 | Split Bus | 66 | MW | 206.8793 | 212.524 | 213.2363 | 213.8397 | 213.4287 | 212.4062 | 211.1087 | 212.4451 | 213.3205 | 212.1569 | 212.2168
ERTS12 | Split Bus | 66 | MVAr | 27.0717 | 27.3653 | 27.8657 | 28.3423 | 28.2327 | 27.7627 | 27.4954 | 27.689 | 27.9221 | 27.8068 | 27.6416
ERTS12 | Split Bus | 66 | MVA | 208.6431 | 214.2786 | 215.0493 | 215.7098 | 215.288 | 214.2129 | 212.8917 | 214.2419 | 215.1401 | 213.9714 | 214.0094
ERTS34 | Split Bus | 66 | MW | 268.1133 | 280.4649 | 286.5328 | 292.9506 | 291.4755 | 289.1026 | 286.8979 | 286.7448 | 287.0631 | 285.679 | 284.2882
ERTS34 | Split Bus | 66 | MVAr | 69.231 | 74.7611 | 77.8281 | 80.8861 | 80.0229 | 78.5924 | 77.5309 | 77.2914 | 77.1238 | 76.4083 | 75.4973
ERTS34 | Split Bus | 66 | MVA | 276.9074 | 290.2581 | 296.9146 | 303.9122 | 302.2609 | 299.5949 | 297.1893 | 296.9791 | 297.2428 | 295.7207 | 294.1422
FBTS | Entire | 66 | MW | 235.8494 | 285.15 | 299.08 | 304.3 | 308.57 | 311.94 | 316.16 | 321.39 | 326.6 | 330.79 | 334.39
FBTS | Entire | 66 | MVAr | 64.1455 | 90.47 | 97.98 | 100.79 | 103.09 | 104.91 | 107.18 | 110 | 112.81 | 115.07 | 117.01
FBTS | Entire | 66 | MVA | 244.4168 | 299.1577 | 314.7204 | 320.5575 | 325.3352 | 329.1089 | 333.8333 | 339.6933 | 345.5339 | 350.233 | 354.2711
GNTS | Entire | 66 | MW | 106 | 95.0779 | 94.6052 | 94.6759 | 95.2434 | 96.5023 | 98.0672 | 99.1624 | 99.7366 | 100.6254 | 101.5101
GNTS | Entire | 66 | MVAr | 24.4 | 29.4 | 29.3 | 29.3 | 29.5 | 29.9 | 30.4 | 30.7 | 30.9 | 31.2 | 31.4
GNTS | Entire | 66 | MVA | 108.8 | 99.5 | 99 | 99.1 | 99.7 | 101 | 102.7 | 103.8 | 104.4 | 105.3 | 106.3
GTS | Entire | 66 | MW | 432.7622 | 480.6648 | 495.6666 | 499.9492 | 504.1427 | 507.7019 | 512.5958 | 520.0415 | 527.8076 | 533.4849 | 537.6619
GTS | Entire | 66 | MVAr | 111.4382 | 103.4151 | 108.7248 | 110.1929 | 111.631 | 112.7699 | 114.5462 | 117.3703 | 120.2906 | 122.3367 | 123.7325
GTS | Entire | 66 | MVA | 446.8798 | 491.6638 | 507.451 | 511.9489 | 516.3539 | 520.0753 | 525.2384 | 533.1219 | 541.3415 | 547.3321 | 551.7155
HOTS | Entire | 66 | MW | 80.4563 | 92.34 | 93.15 | 91.84 | 90.36 | 88.85 | 87.97 | 87.63 | 87.26 | 86.36 | 85.01
HOTS | Entire | 66 | MVAr | 6.7927 | 6.6 | 6.77 | 6.49 | 6.18 | 5.86 | 5.67 | 5.6 | 5.53 | 5.34 | 5.05
HOTS | Entire | 66 | MVA | 80.7426 | 92.5756 | 93.3957 | 92.069 | 90.5711 | 89.043 | 88.1525 | 87.8087 | 87.4351 | 86.5249 | 85.1599
HTS | Entire | 66 | MW | 361.8272 | 358.25 | 367.26 | 375.83 | 376.47 | 376.78 | 378.58 | 382.41 | 385.91 | 388.12 | 389.06
HTS | Entire | 66 | MVAr | 84.0321 | 87.5 | 91.49 | 95.28 | 95.56 | 95.7 | 96.5 | 98.19 | 99.74 | 100.72 | 101.14
HTS | Entire | 66 | MVA | 371.4571 | 368.7808 | 378.4843 | 387.7196 | 388.4088 | 388.7437 | 390.6854 | 394.8148 | 398.5908 | 400.9759 | 401.9913
HYTS | Entire | 22 | MW | 1.306 | 1.43 | 1.44 | 1.43 | 1.41 | 1.38 | 1.37 | 1.38 | 1.39 | 1.38 | 1.35
HYTS | Entire | 22 | MVAr | 0.37675 | 0.37 | 0.37 | 0.37 | 0.36 | 0.36 | 0.35 | 0.35 | 0.36 | 0.35 | 0.35
HYTS | Entire | 22 | MVA | 1.3593 | 1.4771 | 1.4868 | 1.4771 | 1.4552 | 1.4262 | 1.414 | 1.4237 | 1.4359 | 1.4237 | 1.3946
KGTS6622 | Entire | 66 | MW | 75.6813 | 73.1 | 72.55 | 71.78 | 70.73 | 69.54 | 68.75 | 68.48 | 68.32 | 67.67 | 66.47
KGTS6622 | Entire | 66 | MVAr | 8.7036 | 7.32 | 7.3 | 6.99 | 6.57 | 6.09 | 5.76 | 5.64 | 5.57 | 5.3 | 4.83
KGTS6622 | Entire | 66 | MVA | 76.1801 | 73.4656 | 72.9163 | 72.1195 | 71.0345 | 69.8062 | 68.9909 | 68.7119 | 68.5467 | 67.8772 | 66.6453
KTS | Entire | 66 | MW | 568.2192 | 601.8971 | 659.4755 | 742.7548 | 852.8052 | 987.5358 | 1169.8151 | 1348.9602 | 1508.6365 | 1634.6093 | 1723.374
KTS | Entire | 66 | MVAr | 136.3715 | 135.536 | 155.8399 | 183.9692 | 220.6555 | 265.047 | 325.3701 | 385.1635 | 438.5324 | 480.3102 | 509.5073
KTS | Entire | 66 | MVA | 584.3546 | 616.9685 | 677.6386 | 765.1989 | 880.8891 | 1022.4856 | 1214.2211 | 1402.8701 | 1571.0808 | 1703.7152 | 1797.1131
KTS125 | Split Bus | 66 | MW | 321.7316 | 362.4867 | 411.7042 | 454.4049 | 489.8356 | 549.6963 | 634.3989 | 705.5011 | 776.0749 | 830.9412 | 867.5478
KTS125 | Split Bus | 66 | MVAr | 78.4225 | 97.0551 | 113.7333 | 128.1178 | 140.0533 | 159.6717 | 187.6314 | 211.4228 | 234.9849 | 253.1023 | 264.9411
KTS125 | Split Bus | 66 | MVA | 331.1514 | 375.255 | 427.1248 | 472.1207 | 509.4643 | 572.4169 | 661.5644 | 736.4994 | 810.87 | 868.6334 | 907.1015
KTS34 | Split Bus | 66 | MW | 246.4877 | 239.93 | 248.3 | 288.88 | 363.5 | 438.37 | 535.95 | 644 | 733.11 | 804.22 | 856.38
KTS34 | Split Bus | 66 | MVAr | 57.949 | 38.58 | 42.21 | 55.9555 | 80.7065 | 105.4797 | 137.8447 | 173.85 | 203.6602 | 227.3222 | 244.6814
KTS34 | Split Bus | 66 | MVA | 253.2079 | 243.012 | 251.8622 | 294.2493 | 372.3517 | 450.8816 | 553.3928 | 667.0531 | 760.873 | 835.7303 | 890.649
LY* | Entire | 66 | MW | 28.2 | 26.5 | 26.5001 | 26.5001 | 26.5002 | 26.5004 | 26.5005 | 26.5006 | 26.5007 | 26.5008 | 26.501
LY* | Entire | 66 | MVAr | 16 | 29.1 | 29.1 | 29.1 | 29.1 | 29.1 | 29.1 | 29.1 | 29.1 | 29.1 | 29.1
LY* | Entire | 66 | MVA | 32.4 | 39.3 | 39.3 | 39.3 | 39.3 | 39.3 | 39.3 | 39.3 | 39.3 | 39.3 | 39.3
MBTS | Entire | 66 | MW | 30.6 | 29.496 | 29.643 | 29.877 | 30.134 | 30.412 | 30.677 | 30.976 | 31.357 | 31.749 | 32.171
MBTS | Entire | 66 | MVAr | -6.5 | -6.3 | -6.3 | -6.4 | -6.4 | -6.5 | -6.5 | -6.6 | -6.7 | -6.8 | -6.9
MBTS | Entire | 66 | MVA | 31.3 | 30.2 | 30.3 | 30.5 | 30.8 | 31.1 | 31.4 | 31.7 | 32.1 | 32.5 | 32.9
MTS | Entire | 22 | MW | 35.2638 | 37.78 | 38.15 | 38.15 | 38.12 | 38.08 | 38.06 | 38.13 | 38.22 | 38.33 | 38.52
MTS | Entire | 22 | MVAr | 3.2404 | 5.57 | 5.69 | 5.69 | 5.68 | 5.67 | 5.66 | 5.69 | 5.72 | 5.75 | 5.81
MTS | Entire | 22 | MVA | 35.4123 | 38.1884 | 38.572 | 38.572 | 38.5408 | 38.4998 | 38.4786 | 38.5522 | 38.6457 | 38.7589 | 38.9557
MTS | Entire | 66 | MW | 193.8728 | 192.33 | 195.27 | 198.45 | 200.48 | 200.53 | 201.31 | 202.96 | 204.67 | 205.66 | 206.01
MTS | Entire | 66 | MVAr | 39.3414 | 31.39 | 32.45 | 33.58 | 34.31 | 34.33 | 34.61 | 35.2 | 35.81 | 36.16 | 36.29
MTS | Entire | 66 | MVA | 197.8242 | 194.8747 | 197.9479 | 201.271 | 203.3947 | 203.4474 | 204.2635 | 205.9898 | 207.7791 | 208.8147 | 209.1819
MWTS | Entire | 66 | MW | 396.9 | 420.3813 | 429.756 | 440.0742 | 444.4277 | 445.1491 | 452.7183 | 453.5958 | 460.8544 | 468.0317 | 467.7889
MWTS | Entire | 66 | MVAr | 35.5 | 37.6 | 38.4 | 39.3 | 39.7 | 39.8 | 40.5 | 40.5 | 41.2 | 41.8 | 41.8
MWTS | Entire | 66 | MVA | 398.5 | 422.1 | 431.5 | 441.8 | 446.2 | 446.9 | 454.5 | 455.4 | 462.7 | 469.9 | 469.7
RCTS | Entire | 22 | MW | 40.2297 | 41.33 | 41.91 | 41.65 | 41.16 | 40.68 | 40.45 | 40.55 | 40.63 | 40.36 | 39.82
RCTS | Entire | 22 | MVAr | -12.0433 | -0.55 | -0.54 | -0.54 | -0.56 | -0.57 | -0.57 | -0.57 | -0.57 | -0.58 | -0.59
RCTS | Entire | 22 | MVA | 41.9937 | 41.3337 | 41.9135 | 41.6535 | 41.1638 | 40.684 | 40.454 | 40.554 | 40.634 | 40.3642 | 39.8244
RCTS | Entire | 66 | MW | 116.02 | 113.28 | 115.6 | 115.38 | 114.24 | 113.14 | 112.84 | 113.61 | 114.42 | 114.33 | 113.43
RCTS | Entire | 66 | MVAr | 30.6374 | 40.73 | 42.29 | 42.14 | 41.37 | 40.64 | 40.44 | 40.95 | 41.49 | 41.44 | 40.83
RCTS | Entire | 66 | MVA | 119.997 | 120.3798 | 123.0927 | 122.8345 | 121.5 | 120.2176 | 119.8677 | 120.7648 | 121.7101 | 121.6085 | 120.5548
RTS | Entire | 22 | MW | 40.2269 | 52.97 | 61.05 | 61.11 | 60.07 | 58.79 | 57.84 | 58.43 | 59.15 | 59.44 | 59.26
RTS | Entire | 22 | MVAr | 7.3429 | 16.61 | 20.14 | 20.17 | 19.71 | 19.15 | 18.74 | 19 | 19.31 | 19.44 | 19.36
RTS | Entire | 22 | MVA | 40.8916 | 55.5132 | 64.2863 | 64.3526 | 63.221 | 61.8303 | 60.8001 | 61.4416 | 62.2222 | 62.5382 | 62.3423
RTS | Entire | 66 | MW | 433.4975 | 480.9913 | 494.9913 | 501.326 | 503.7384 | 504.4948 | 505.8565 | 510.0992 | 513.3713 | 517.2589 | 520.2685
RTS | Entire | 66 | MVAr | 106.5212 | 102.7344 | 109.8426 | 113.0472 | 114.2811 | 114.651 | 115.2988 | 117.3953 | 118.9922 | 120.9416 | 122.4792
RTS | Entire | 66 | MVA | 446.3932 | 491.8404 | 507.0324 | 513.9139 | 516.539 | 517.3585 | 518.8301 | 523.4337 | 526.9813 | 531.2096 | 534.4909
RWTS | Entire | 66 | MW | 451.62 | 467.9 | 470.3 | 471 | 469.4 | 471 | 477.2 | 480.2 | 486.9 | 492.3 | 493.8
RWTS | Entire | 66 | MVAr | 102.31 | 107 | 107.7 | 108 | 107.7 | 108.1 | 109.6 | 110.6 | 112.3 | 113.6 | 114
RWTS | Entire | 66 | MVA | 463.06 | 479.9 | 482.4 | 483.2 | 481.6 | 483.2 | 489.6 | 492.7 | 499.7 | 505.2 | 506.7
RWTS13 | Split Bus | 66 | MW | 283.42 | 286.1 | 287.8 | 287.9 | 287.3 | 287.5 | 290.2 | 292.6 | 297.3 | 298.2 | 300.2
RWTS13 | Split Bus | 66 | MVAr | 66.31 | 68.1 | 68.7 | 68.8 | 68.7 | 68.8 | 69.6 | 70.4 | 71.7 | 72 | 72.6
RWTS13 | Split Bus | 66 | MVA | 291.07 | 294.1 | 295.8 | 296.1 | 295.4 | 295.6 | 298.4 | 300.9 | 305.8 | 306.8 | 308.9
RWTS22 | Entire | 22 | MW | 82.5 | 81.1 | 81 | 80.5 | 80.6 | 80.8 | 81.2 | 81.9 | 82.8 | 83.6 | 84.6
RWTS22 | Entire | 22 | MVAr | 4.7 | 6.9 | 6.9 | 6.9 | 6.9 | 6.9 | 7 | 7.1 | 7.2 | 7.3 | 7.4
RWTS22 | Entire | 22 | MVA | 82.6 | 81.4 | 81.3 | 80.7 | 80.9 | 81 | 81.5 | 82.2 | 83.1 | 83.9 | 84.9
RWTS24 | Split Bus | 66 | MW | 168.2 | 181.8 | 182.5 | 183 | 182.1 | 183.5 | 187 | 187.6 | 189.6 | 194.1 | 193.5
RWTS24 | Split Bus | 66 | MVAr | 36 | 38.9 | 39.1 | 39.2 | 39 | 39.3 | 40 | 40.2 | 40.6 | 41.5 | 41.4
RWTS24 | Split Bus | 66 | MVA | 172.01 | 185.9 | 186.6 | 187.2 | 186.2 | 187.6 | 191.3 | 191.8 | 193.9 | 198.5 | 197.9
SHTS | Entire | 66 | MW | 267.3663 | 272.45 | 276.99 | 276.29 | 274.79 | 272.85 | 272.33 | 273.45 | 274.75 | 274.39 | 272.62
SHTS | Entire | 66 | MVAr | 51.6146 | 64.76 | 67.09 | 66.73 | 65.96 | 64.96 | 64.69 | 65.27 | 65.94 | 65.75 | 64.84
SHTS | Entire | 66 | MVA | 272.3028 | 280.0408 | 284.9992 | 284.2342 | 282.5956 | 280.4763 | 279.9079 | 281.1318 | 282.552 | 282.1577 | 280.2247
SMTS | Entire | 66 | MW | 427.51 | 424.5 | 452.8 | 473.4 | 502 | 548.4 | 634.7 | 741.8 | 883.1 | 999.6 | 1089.5
SMTS | Entire | 66 | MVAr | 79.7 | 76.8 | 82.2 | 85.9 | 91.4 | 99.1 | 113.4 | 131.2 | 154.4 | 173.6 | 188.6
SMTS | Entire | 66 | MVA | 434.88 | 431.4 | 460.2 | 481.1 | 510.2 | 557.3 | 644.7 | 753.3 | 896.5 | 1014.6 | 1105.7
SVTS | Entire | 66 | MW | 380.8618 | 395.0479 | 404.0629 | 410.6856 | 410.9335 | 410.2541 | 410.8623 | 413.5385 | 416.3629 | 418.0476 | 418.9038
SVTS | Entire | 66 | MVAr | 54.8614 | 64.35 | 67.22 | 69.39 | 69.49 | 69.31 | 69.5 | 70.29 | 71.12 | 71.65 | 71.95
SVTS | Entire | 66 | MVA | 384.7928 | 400.2546 | 409.6161 | 416.5064 | 416.7675 | 416.0676 | 416.6991 | 419.4696 | 422.3933 | 424.1433 | 425.0379
SVTS12 | Split Bus | 66 | MW | 160.9802 | 181.39 | 185.62 | 189.94 | 188.64 | 187.83 | 187.1 | 187.89 | 189.01 | 189.76 | 190.09
SVTS12 | Split Bus | 66 | MVAr | 54.8614 | 64.35 | 67.22 | 69.39 | 69.49 | 69.31 | 69.5 | 70.29 | 71.12 | 71.65 | 71.95
SVTS12 | Split Bus | 66 | MVA | 164.6711 | 185.6219 | 190.1006 | 194.6739 | 193.296 | 192.4401 | 191.6667 | 192.503 | 193.6899 | 194.4829 | 194.8334
SVTS34 | Split Bus | 66 | MW | 221.4621 | 220.9579 | 224.3129 | 226.0856 | 225.9035 | 225.1241 | 225.5523 | 227.1185 | 228.7629 | 229.5676 | 230.0938
SVTS34 | Split Bus | 66 | MVAr | 34.6693 | 39.41 | 41.03 | 42.67 | 42.17 | 41.87 | 41.59 | 41.89 | 42.32 | 42.6 | 42.73
SVTS34 | Split Bus | 66 | MVA | 222.3912 | 222.5164 | 225.9452 | 227.7604 | 227.576 | 226.7818 | 227.2189 | 228.8148 | 230.4908 | 231.3127 | 231.8533
TBTS | Entire | 66 | MW | 252.5584 | 303.11 | 306.11 | 307.73 | 307.73 | 306.28 | 306.79 | 309.1 | 311.35 | 312.08 | 311.87
TBTS | Entire | 66 | MVAr | 47.1143 | 67.31 | 68.57 | 69.25 | 69.25 | 68.64 | 68.85 | 69.82 | 70.76 | 71.07 | 70.98
TBTS | Entire | 66 | MVA | 256.9153 | 310.4936 | 313.696 | 315.4256 | 315.4256 | 313.8772 | 314.4208 | 316.8874 | 319.2895 | 320.0701 | 319.8454
TGTS | Entire | 66 | MW | 164.5579 | 160.61 | 160.64 | 157.76 | 156.13 | 154.59 | 153.7 | 154.38 | 155 | 154.88 | 153.87
TGTS | Entire | 66 | MVAr | 34.5558 | 16.18 | 16.19 | 15.55 | 15.19 | 14.85 | 14.65 | 14.8 | 14.94 | 14.91 | 14.69
TGTS | Entire | 66 | MVA | 168.147 | 161.4229 | 161.4538 | 158.5245 | 156.8672 | 155.3016 | 154.3966 | 155.0878 | 155.7183 | 155.596 | 154.5696
TSTS | Entire | 66 | MW | 360.5343 | 359.6381 | 362.3508 | 363.2823 | 363.459 | 363.46 | 364.1524 | 367.1099 | 370.0188 | 372.1018 | 372.5129
TSTS | Entire | 66 | MVAr | 87.5781 | 85.719 | 87.0759 | 87.4457 | 87.5453 | 87.3645 | 87.6345 | 88.8859 | 90.0899 | 90.7273 | 90.802
TSTS | Entire | 66 | MVA | 371.0187 | 369.7124 | 372.6665 | 373.6586 | 373.8537 | 373.8124 | 374.5487 | 377.7174 | 380.8282 | 383.0029 | 383.4199
TTS | Entire | 66 | MW | 472.4779 | 498.9097 | 510.026 | 521.7527 | 540.5159 | 552.2101 | 582.734 | 635.9175 | 674.6922 | 737.8413 | 827.9028
TTS | Entire | 66 | MVAr | 114.1763 | 128.6887 | 132.6364 | 136.6569 | 142.7307 | 146.2636 | 156.1386 | 173.5733 | 186.6111 | 207.2813 | 236.6969
TTS | Entire | 66 | MVA | 486.0777 | 515.2395 | 526.9904 | 539.3524 | 559.0434 | 571.2522 | 603.2895 | 659.1804 | 700.0237 | 766.4041 | 861.074
TTS12 | Split Bus | 66 | MW | 226.8797 | 231.7655 | 234.6776 | 236.2743 | 238.1762 | 240.6325 | 242.6267 | 245.7857 | 246.2443 | 247.095 | 247.194
TTS12 | Split Bus | 66 | MVAr | 53.0954 | 54.4922 | 55.6571 | 56.3021 | 56.8156 | 57.3081 | 57.778 | 58.7116 | 59.1136 | 59.284 | 59.139
TTS12 | Split Bus | 66 | MVA | 233.0097 | 238.0854 | 241.1873 | 242.8898 | 244.8589 | 247.3625 | 249.4114 | 252.7008 | 253.2404 | 254.1073 | 254.1699
TTS34 | Split Bus | 66 | MW | 254.1655 | 269.72 | 277.91 | 288.03 | 304.92 | 314.22 | 342.79 | 392.85 | 431.13 | 493.45 | 583.44
TTS34 | Split Bus | 66 | MVAr | 68.4083 | 74.7 | 77.48 | 80.8535 | 86.4195 | 89.472 | 98.885 | 115.393 | 128.0217 | 148.5257 | 178.0917
TTS34 | Split Bus | 66 | MVA | 263.2106 | 279.8731 | 288.5084 | 299.1631 | 316.9298 | 326.71 | 356.7678 | 409.4468 | 449.7362 | 515.3181 | 610.0155
WETS | Entire | 66 | MW | 52.8576 | 59.25 | 59.87 | 59.44 | 58.65 | 57.47 | 56.76 | 56.62 | 56.57 | 55.97 | 54.86
WETS | Entire | 66 | MVAr | 16.3004 | 10 | 10.29 | 10.09 | 9.72 | 9.18 | 8.85 | 8.78 | 8.76 | 8.48 | 7.97
WETS | Entire | 66 | MVA | 55.3139 | 60.088 | 60.7478 | 60.2903 | 59.45 | 58.1986 | 57.4458 | 57.2967 | 57.2442 | 56.6088 | 55.4359
WMTS | Entire | 22 | MW | 5.7031 | 9.28 | 9.4 | 9.36 | 9.24 | 9.11 | 9.09 | 9.15 | 9.25 | 9.19 | 9.02
WMTS | Entire | 22 | MVAr | 1.0328 | 1.96 | 1.99 | 1.98 | 1.95 | 1.91 | 1.91 | 1.92 | 1.95 | 1.93 | 1.89
WMTS | Entire | 22 | MVA | 5.7959 | 9.4847 | 9.6083 | 9.5671 | 9.4435 | 9.3081 | 9.2885 | 9.3493 | 9.4533 | 9.3905 | 9.2159
WMTS | Entire | 66 | MW | 256.8859 | 314.3834 | 328.4457 | 335.3119 | 340.9196 | 345.4295 | 350.8417 | 357.9285 | 364.7729 | 370.3578 | 374.7203
WMTS | Entire | 66 | MVAr | 66.4487 | 37.1976 | 39.1427 | 40.1145 | 40.8816 | 41.4621 | 42.2154 | 43.288 | 44.3344 | 45.1199 | 45.654
WMTS | Entire | 66 | MVA | 265.3409 | 316.5763 | 330.7699 | 337.7029 | 343.3621 | 347.909 | 353.3724 | 360.5366 | 367.4572 | 373.0961 | 377.4912
WOTS | Entire | 66 | MW | 89.4 | 93.7 | 94.3 | 94.5 | 94.9 | 95.9 | 97.8 | 97.7 | 100.3 | 101.7 | 103.1
WOTS | Entire | 66 | MVAr | 18 | 18.9 | 19 | 19.1 | 19.2 | 19.4 | 19.7 | 19.7 | 20.2 | 20.5 | 20.8
WOTS | Entire | 66 | MVA | 91.2 | 95.6 | 96.2 | 96.4 | 96.8 | 97.9 | 99.7 | 99.7 | 102.3 | 103.7 | 105.2
WOTS22 | Entire | 22 | MW | 33.3 | 37.1 | 37.6 | 37.9 | 38.2 | 38.9 | 40 | 40.9 | 41.8 | 43.4 | 44.7
WOTS22 | Entire | 22 | MVAr | 3 | 3.3 | 3.3 | 3.4 | 3.4 | 3.5 | 3.6 | 3.6 | 3.7 | 3.9 | 4
WOTS22 | Entire | 22 | MVA | 33.5 | 37.3 | 37.7 | 38 | 38.4 | 39 | 40.1 | 41 | 42 | 43.6 | 44.9
Note 1: Note that this is the observed actual and have not been weather normalised.

## TsWinter10_maximum
2025 Terminal Station Maximum Demand Forecast - MW, MVAr & MVA Forecasts aggregated by Terminal Station
Forecasts at time of Station peak - station diversity factors are applied.
Winter, 10% POE
LOCATIONID | LocationType | VOLTAGE | UNIT | 2024 (Actual Note 1) | 2025 | 2026 | 2027 | 2028 | 2029 | 2030 | 2031 | 2032 | 2033 | 2034 | 2035
ATS_BLTS | Hybrid | 66 | MW | 273.3875 | 316.3666 | 367.2468 | 456.0037 | 523.8115 | 572.813 | 619.9011 | 679.2302 | 772.0404 | 927.3101 | 1049.9672 | 1150.0575
ATS_BLTS | Hybrid | 66 | MVAr | 72.1168 | 75.8208 | 93.5795 | 124.8762 | 147.5177 | 164.3906 | 179.798 | 199.3051 | 229.7497 | 280.7584 | 321.1539 | 354.1788
ATS_BLTS | Hybrid | 66 | MVA | 282.7394 | 325.3254 | 378.9819 | 472.7933 | 544.1874 | 595.9354 | 645.4492 | 707.8674 | 805.5006 | 968.8805 | 1097.985 | 1203.3599
ATS_WEST | Hybrid | 66 | MW | 181.4443 | 208.9885 | 247.9785 | 299.6685 | 323.5885 | 381.5085 | 395.5885 | 413.2585 | 427.3685 | 438.8985 | 449.3885 | 458.1485
ATS_WEST | Hybrid | 66 | MVAr | 26.8153 | 63.5485 | 84.9585 | 113.3285 | 126.4685 | 158.2585 | 165.9985 | 175.6985 | 183.4385 | 189.7685 | 195.5285 | 200.3385
ATS_WEST | Hybrid | 66 | MVA | 183.4151 | 218.4367 | 262.1284 | 320.3819 | 347.4245 | 413.0309 | 429.0055 | 449.0574 | 465.0737 | 478.1673 | 490.0831 | 500.0356
BATS | Entire | 66 | MW | 183.1234 | 210.36 | 224.78 | 228.27 | 233.37 | 237.93 | 243.31 | 251.08 | 260.08 | 267.04 | 272.5 | 277.87
BATS | Entire | 66 | MVAr | 13.3915 | 27.81 | 30.48 | 31.12 | 32.06 | 32.91 | 33.9 | 35.34 | 37 | 38.29 | 39.3 | 40.29
BATS | Entire | 66 | MVA | 183.6124 | 212.1903 | 226.8371 | 230.3815 | 235.5619 | 240.1952 | 245.6603 | 253.5549 | 262.6987 | 269.7712 | 275.3193 | 280.7757
BETS | Entire | 22 | MW | 62.616 | 67.93 | 71.15 | 72.8 | 74.51 | 76.28 | 78.18 | 80.62 | 83.33 | 85.65 | 87.45 | 89.4
BETS | Entire | 22 | MVAr | -2.2667 | -1.01 | -0.91 | -0.86 | -0.8 | -0.75 | -0.69 | -0.61 | -0.53 | -0.45 | -0.4 | -0.33
BETS | Entire | 22 | MVA | 62.6571 | 67.9375 | 71.1558 | 72.8051 | 74.5143 | 76.2837 | 78.183 | 80.6223 | 83.3317 | 85.6512 | 87.4509 | 89.4006
BETS | Entire | 66 | MW | 147.6504 | 151.27 | 160.64 | 164.41 | 166.65 | 168.75 | 170.93 | 174.31 | 178.06 | 181.41 | 183.54 | 185.38
BETS | Entire | 66 | MVAr | 18.1438 | 17.86 | 21.44 | 22.89 | 23.74 | 24.54 | 25.38 | 26.67 | 28.1 | 29.39 | 30.2 | 30.9
BETS | Entire | 66 | MVA | 148.761 | 152.3207 | 162.0644 | 165.9958 | 168.3324 | 170.525 | 172.804 | 176.3385 | 180.2636 | 183.7753 | 186.008 | 187.9376
BLTS | Entire | 22 | MW | 42.1904 | 38.3775 | 43.8147 | 47.1635 | 47.3706 | 47.5031 | 47.5782 | 48.04 | 48.6854 | 49.2197 | 49.5026 | 49.812
BLTS | Entire | 22 | MVAr | 8.6433 | 6.5293 | 7.0619 | 7.455 | 7.5248 | 7.5923 | 7.6149 | 7.6921 | 7.7566 | 7.8201 | 7.8443 | 7.8662
BLTS | Entire | 22 | MVA | 43.0666 | 38.929 | 44.3802 | 47.749 | 47.9645 | 48.106 | 48.1837 | 48.6519 | 49.2994 | 49.8371 | 50.1203 | 50.4293
BLTS-SCI | Hybrid | 66 | MW
BLTS-SCI | Hybrid | 66 | MVAr
BLTS-SCI | Hybrid | 66 | MVA
BTS | Entire | 22 | MW | 94.5195 | 107.1833 | 113.6314 | 118.477 | 83.6296 | 86.9039 | 89.8067 | 92.5505 | 94.6435 | 96.198 | 96.7868 | 97.1378
BTS | Entire | 22 | MVAr | 9.9339 | 17.9712 | 20.185 | 22.0124 | 17.5184 | 18.9694 | 20.2243 | 21.3039 | 22.1577 | 22.7565 | 23.0016 | 23.1975
BTS | Entire | 22 | MVA | 95.0401 | 108.6794 | 115.4103 | 120.5045 | 85.4447 | 88.9502 | 92.0558 | 94.9708 | 97.2026 | 98.853 | 99.4825 | 99.8693
BTS | Entire | 66 | MW | 246.58 | 278.93 | 300.22 | 304.41 | 327.5 | 331.93 | 336.77 | 343.88 | 351.67 | 359.26 | 365.2 | 371.04
BTS | Entire | 66 | MVAr | 26.3159 | 58.99 | 72.27 | 74.88 | 89.29 | 92.06 | 95.08 | 99.51 | 104.37 | 109.11 | 112.82 | 116.46
BTS | Entire | 66 | MVA | 247.9803 | 285.0996 | 308.7961 | 313.4844 | 339.4539 | 344.4598 | 349.9346 | 357.9884 | 366.8309 | 375.4634 | 382.2295 | 388.8877
CBTS | Entire | 66 | MW | 423.3866 | 507 | 534.3 | 551.1 | 569.5 | 583.5 | 600.2 | 620.9 | 639 | 653.1 | 667.3 | 679.8
CBTS | Entire | 66 | MVAr | 58.9593 | 77.1 | 82.1 | 85.9 | 89.7 | 92.9 | 96.6 | 101.1 | 105.5 | 109.1 | 112.4 | 115.5
CBTS | Entire | 66 | MVA | 427.47 | 512.9 | 540.6 | 557.7 | 576.5 | 590.9 | 607.9 | 629.1 | 647.7 | 662.2 | 676.7 | 689.6
DPTS | Hybrid | 66 | MW | 244.5584 | 295.2 | 375.54 | 483.62 | 547.64 | 598.39 | 633.21 | 656.38 | 680.68 | 702.33 | 720.42 | 738.53
DPTS | Hybrid | 66 | MVAr | 32.8262 | 54.07 | 82.84 | 121.54 | 144.46 | 162.63 | 175.1 | 183.39 | 192.1 | 199.85 | 206.33 | 212.81
DPTS | Hybrid | 66 | MVA | 246.7516 | 300.111 | 384.5683 | 498.6585 | 566.3729 | 620.0961 | 656.9741 | 681.5179 | 707.2677 | 730.2106 | 749.3844 | 768.5797
ERTS | Entire | 66 | MW | 425.1291 | 457.5681 | 471.9813 | 487.8288 | 496.3963 | 499.8691 | 504.4889 | 510.5493 | 518.6526 | 525.9316 | 531.6634 | 527.9344
ERTS | Entire | 66 | MVAr | 77.2779 | 101.3652 | 106.7009 | 113.1953 | 116.6527 | 117.4569 | 118.2639 | 120.0597 | 122.4407 | 124.2561 | 125.1017 | 125.0736
ERTS | Entire | 66 | MVA | 432.0956 | 468.6613 | 483.892 | 500.7895 | 509.9188 | 513.4835 | 518.1654 | 524.4758 | 532.9093 | 540.4106 | 546.1835 | 542.5478
ERTS12 | Split Bus | 66 | MW | 173.5426 | 183.0165 | 187.3885 | 191.7997 | 195.1674 | 198.5344 | 202.5634 | 206.8049 | 212.4576 | 218.5725 | 224.7767 | 221.3848
ERTS12 | Split Bus | 66 | MVAr | 8.0969 | 20.6669 | 21.9142 | 23.2951 | 24.6287 | 25.6458 | 26.7289 | 28.0893 | 29.6672 | 31.0616 | 32.2021 | 32.7117
ERTS12 | Split Bus | 66 | MVA | 173.7314 | 184.1797 | 188.6655 | 193.2091 | 196.7152 | 200.184 | 204.3193 | 208.7038 | 214.5189 | 220.7685 | 227.0716 | 223.7885
ERTS34 | Split Bus | 66 | MW | 272.4578 | 296.8763 | 307.5293 | 319.1546 | 324.5804 | 325.1489 | 326.5703 | 328.9784 | 332.1091 | 333.9804 | 334.337 | 333.4437
ERTS34 | Split Bus | 66 | MVAr | 70.7025 | 83.2185 | 87.3674 | 92.4406 | 94.5971 | 94.4804 | 94.3723 | 94.9255 | 95.8434 | 96.3659 | 96.19 | 95.654
ERTS34 | Split Bus | 66 | MVA | 281.482 | 308.3194 | 319.6988 | 332.2723 | 338.0844 | 338.5977 | 339.9328 | 342.3998 | 345.6623 | 347.6051 | 347.8991 | 346.8924
FBTS | Entire | 66 | MW | 190.1733 | 226.89 | 248.82 | 257.99 | 265.06 | 272.1 | 278.12 | 285.96 | 294.1 | 302.16 | 309.62 | 317.42
FBTS | Entire | 66 | MVAr | 32.7374 | 59.07 | 70.89 | 75.83 | 79.65 | 83.44 | 86.69 | 90.91 | 95.3 | 99.64 | 103.66 | 107.86
FBTS | Entire | 66 | MVA | 192.9705 | 234.4533 | 258.7214 | 268.9034 | 276.7687 | 284.6061 | 291.3175 | 300.0629 | 309.1551 | 318.1647 | 326.5118 | 335.2451
GNTS | Entire | 66 | MW | 105.8 | 117.5827 | 120.9825 | 124.4466 | 128.6897 | 133.5364 | 143.902 | 151.573 | 155.9522 | 157.6535 | 159.4612 | 159.3682
GNTS | Entire | 66 | MVAr | 28.4 | 23.7 | 24.3 | 25 | 25.9 | 26.9 | 28.9 | 30.5 | 31.4 | 31.7 | 32.1 | 32.1
GNTS | Entire | 66 | MVA | 109.5 | 119.9 | 123.4 | 126.9 | 131.3 | 136.2 | 146.8 | 154.6 | 159.1 | 160.8 | 162.7 | 162.6
GTS | Entire | 66 | MW | 398.3303 | 486.1049 | 530.0157 | 542.9059 | 554.8052 | 567.1844 | 578.5306 | 594.5236 | 611.8445 | 626.5026 | 638.1218 | 649.9431
GTS | Entire | 66 | MVAr | 46.2967 | 94.576 | 110.0908 | 115.0174 | 119.778 | 124.7665 | 129.4851 | 135.8566 | 142.769 | 148.6065 | 153.1891 | 157.9306
GTS | Entire | 66 | MVA | 401.0117 | 495.2197 | 541.3286 | 554.9557 | 567.5875 | 580.7451 | 592.8441 | 609.8486 | 628.2807 | 643.8861 | 656.2518 | 668.8558
HOTS | Entire | 66 | MW | 75.2356 | 82.08 | 89.76 | 89.02 | 88.09 | 87.19 | 86.79 | 86.6 | 87.1 | 87.45 | 86.97 | 86.3
HOTS | Entire | 66 | MVAr | 5.0482 | 4.43 | 6.05 | 5.9 | 5.7 | 5.51 | 5.43 | 5.39 | 5.49 | 5.57 | 5.46 | 5.32
HOTS | Entire | 66 | MVA | 75.4048 | 82.1995 | 89.9637 | 89.2153 | 88.2742 | 87.3639 | 86.9597 | 86.7676 | 87.2728 | 87.6272 | 87.1412 | 86.4638
HTS | Entire | 66 | MW | 282.1117 | 310.45 | 322.02 | 338.84 | 350.18 | 358.07 | 366.04 | 377.21 | 389.34 | 399.96 | 407.79 | 415.66
HTS | Entire | 66 | MVAr | 30.8909 | 66.35 | 71.47 | 78.91 | 83.93 | 87.42 | 90.95 | 95.89 | 101.26 | 105.96 | 109.42 | 112.91
HTS | Entire | 66 | MVA | 283.7979 | 317.4611 | 329.8558 | 347.9071 | 360.0976 | 368.587 | 377.17 | 389.2072 | 402.2925 | 413.7578 | 422.2149 | 430.7225
HYTS | Entire | 22 | MW | 1.3637 | 1.43 | 1.46 | 1.45 | 1.45 | 1.43 | 1.41 | 1.41 | 1.42 | 1.43 | 1.41 | 1.38
HYTS | Entire | 22 | MVAr | 0.35674 | 0.37 | 0.38 | 0.38 | 0.38 | 0.37 | 0.36 | 0.36 | 0.37 | 0.37 | 0.37 | 0.36
HYTS | Entire | 22 | MVA | 1.4096 | 1.4771 | 1.5086 | 1.499 | 1.499 | 1.4771 | 1.4552 | 1.4552 | 1.4674 | 1.4771 | 1.4577 | 1.4262
KGTS6622 | Entire | 66 | MW | 70.0718 | 77.73 | 78.24 | 77.66 | 76.76 | 75.55 | 74.3 | 73.78 | 73.71 | 73.41 | 72.36 | 71.05
KGTS6622 | Entire | 66 | MVAr | -2.3983 | 9.22 | 9.48 | 9.21 | 8.84 | 8.36 | 7.86 | 7.64 | 7.59 | 7.46 | 7.05 | 6.53
KGTS6622 | Entire | 66 | MVA | 70.1128 | 78.2749 | 78.8122 | 78.2042 | 77.2674 | 76.0111 | 74.7146 | 74.1745 | 74.0997 | 73.7881 | 72.7026 | 71.3494
KTS | Entire | 66 | MW | 456.8877 | 509.7426 | 574.2663 | 640.7163 | 737.6172 | 857.7044 | 1002.6042 | 1192.4045 | 1375.9737 | 1538.5495 | 1666.2945 | 1759.9687
KTS | Entire | 66 | MVAr | 59.4684 | 100.1399 | 124.5481 | 148.5214 | 182.5056 | 223.6095 | 272.522 | 336.3101 | 398.2761 | 453.1059 | 495.8574 | 527.3088
KTS | Entire | 66 | MVA | 460.7417 | 519.4858 | 587.6173 | 657.7051 | 759.8601 | 886.3735 | 1038.9819 | 1238.9241 | 1432.455 | 1603.8826 | 1738.5086 | 1837.2655
KTS125 | Split Bus | 66 | MW | 257.7129 | 297.2146 | 344.4557 | 399.0224 | 450.5238 | 491.956 | 558.0963 | 647.6199 | 721.6634 | 794.0296 | 849.4811 | 888.6965
KTS125 | Split Bus | 66 | MVAr | 39.0263 | 72.5597 | 89.4526 | 108.3341 | 126.3654 | 140.7714 | 162.9715 | 192.8931 | 217.8741 | 242.1561 | 260.481 | 273.3815
KTS125 | Split Bus | 66 | MVA | 260.6511 | 305.9436 | 355.8813 | 413.4672 | 467.9101 | 511.7003 | 581.4046 | 675.7361 | 753.835 | 830.1341 | 888.5204 | 929.7951
KTS34 | Split Bus | 66 | MW | 200.6633 | 214.9592 | 232.6528 | 244.9996 | 291.0902 | 370.6095 | 450.4173 | 552.0658 | 662.9139 | 754.2943 | 827.5103 | 882.6394
KTS34 | Split Bus | 66 | MVAr | 21.1176 | 28.087 | 35.7529 | 41.0086 | 57.2005 | 84.1906 | 111.2529 | 145.575 | 183.0007 | 213.9382 | 238.6696 | 257.442
KTS34 | Split Bus | 66 | MVA | 201.7714 | 216.7864 | 235.384 | 248.408 | 296.6571 | 380.0519 | 463.9536 | 570.9367 | 687.7093 | 784.0469 | 861.2412 | 919.4176
LY* | Entire | 66 | MW | 30.4 | 30.2338 | 30.2338 | 30.2339 | 30.2339 | 30.234 | 30.2341 | 30.2341 | 30.2342 | 30.2343 | 30.2344 | 30.2344
LY* | Entire | 66 | MVAr | 17.1 | 16.9 | 16.9 | 16.9 | 16.9 | 16.9 | 16.9 | 16.9 | 16.9 | 16.9 | 16.9 | 16.9
LY* | Entire | 66 | MVA | 34.9 | 34.6 | 34.6 | 34.6 | 34.6 | 34.6 | 34.6 | 34.6 | 34.6 | 34.6 | 34.6 | 34.6
MBTS | Entire | 66 | MW | 40.7 | 44.49 | 44.826 | 45.16 | 45.516 | 45.902 | 46.331 | 46.746 | 47.196 | 47.693 | 48.236 | 48.236
MBTS | Entire | 66 | MVAr | -3.4 | -3.7 | -3.7 | -3.7 | -3.8 | -3.8 | -3.8 | -3.9 | -3.9 | -3.9 | -4 | -4
MBTS | Entire | 66 | MVA | 40.9 | 44.6 | 45 | 45.3 | 45.7 | 46.1 | 46.5 | 46.9 | 47.4 | 47.9 | 48.4 | 48.4
MTS | Entire | 22 | MW | 29.286 | 34.66 | 35.97 | 36.85 | 37.87 | 39.09 | 40.29 | 41.61 | 42.98 | 44.16 | 45.45 | 46.78
MTS | Entire | 22 | MVAr | 0.53408 | 4.59 | 5 | 5.28 | 5.6 | 5.99 | 6.37 | 6.79 | 7.22 | 7.6 | 8.01 | 8.43
MTS | Entire | 22 | MVA | 29.2909 | 34.9626 | 36.3159 | 37.2263 | 38.2818 | 39.5463 | 40.7905 | 42.1604 | 43.5822 | 44.8092 | 46.1504 | 47.5335
MTS | Entire | 66 | MW | 136.059 | 148.95 | 155.05 | 161.87 | 169.83 | 176.56 | 182.58 | 189.56 | 196.88 | 203.18 | 208.63 | 214.57
MTS | Entire | 66 | MVAr | 6.836 | 15.87 | 18.06 | 20.5 | 23.34 | 25.75 | 27.9 | 30.4 | 33.02 | 35.28 | 37.23 | 39.35
MTS | Entire | 66 | MVA | 136.2306 | 149.7931 | 156.0983 | 163.1629 | 171.4263 | 178.4278 | 184.6994 | 191.9822 | 199.6298 | 206.2202 | 211.9258 | 218.1484
MWTS | Entire | 66 | MW | 396.3 | 429.4302 | 443.4478 | 459.0393 | 470.6223 | 494.2739 | 521.6412 | 505.9436 | 564.6623 | 569.049 | 589.7076 | 577.0969
MWTS | Entire | 66 | MVAr | 9.1 | 9.9 | 10.2 | 10.6 | 10.8 | 11.4 | 12 | 11.6 | 13 | 13.1 | 13.6 | 13.3
MWTS | Entire | 66 | MVA | 396.4 | 429.5 | 443.6 | 459.2 | 470.7 | 494.4 | 521.8 | 506.1 | 564.8 | 569.2 | 589.9 | 577.2
RCTS | Entire | 22 | MW | 22.6732 | 33.96 | 36.42 | 36.76 | 36.6 | 36.29 | 35.9 | 35.84 | 36.01 | 36.12 | 35.9 | 35.45
RCTS | Entire | 22 | MVAr | -5.86 | -0.74 | -0.68 | -0.67 | -0.67 | -0.68 | -0.69 | -0.69 | -0.69 | -0.69 | -0.69 | -0.7
RCTS | Entire | 22 | MVA | 23.4182 | 33.9681 | 36.4263 | 36.7661 | 36.6061 | 36.2964 | 35.9066 | 35.8466 | 36.0166 | 36.1266 | 35.9066 | 35.4569
RCTS | Entire | 66 | MW | 75.5416 | 115.55 | 121.14 | 121.62 | 121.48 | 120.85 | 120.33 | 121 | 122.38 | 123.22 | 122.75 | 121.83
RCTS | Entire | 66 | MVAr | 4.4417 | 42.25 | 46 | 46.32 | 46.23 | 45.81 | 45.46 | 45.91 | 46.84 | 47.4 | 47.09 | 46.47
RCTS | Entire | 66 | MVA | 75.672 | 123.032 | 129.5797 | 130.1421 | 129.9792 | 129.2412 | 128.6309 | 129.4169 | 131.0376 | 132.0225 | 131.4725 | 130.3918
RTS | Entire | 22 | MW | 39.465 | 48.92 | 61.03 | 62.34 | 62.25 | 61.55 | 60.84 | 61.23 | 62.45 | 63.38 | 63.62 | 63.71
RTS | Entire | 22 | MVAr | 5.8522 | 14.85 | 20.13 | 20.7 | 20.66 | 20.36 | 20.05 | 20.22 | 20.75 | 21.16 | 21.26 | 21.3
RTS | Entire | 22 | MVA | 39.8965 | 51.1242 | 64.2641 | 65.6869 | 65.5889 | 64.83 | 64.0586 | 64.4823 | 65.807 | 66.8189 | 67.0783 | 67.1763
RTS | Entire | 66 | MW | 360.8098 | 408.1553 | 433.6637 | 462.1247 | 473.3048 | 483.927 | 494.9083 | 508.712 | 522.6133 | 535.2919 | 546.1029 | 557.1134
RTS | Entire | 66 | MVAr | 38.8259 | 66.4691 | 79.3774 | 93.8957 | 99.482 | 104.7751 | 110.2502 | 117.1413 | 124.0743 | 130.4046 | 135.819 | 141.3205
RTS | Entire | 66 | MVA | 362.8928 | 413.5322 | 440.8685 | 471.5672 | 483.6467 | 495.1395 | 507.0398 | 522.0249 | 537.1398 | 550.9471 | 562.7389 | 574.7581
RWTS | Entire | 66 | MW | 363.16 | 403.9 | 413.7 | 424.3 | 435 | 446.7 | 468 | 492.8 | 507.5 | 520.7 | 533.4 | 537.4
RWTS | Entire | 66 | MVAr | 46.86 | 72.7 | 74.9 | 77.3 | 79.8 | 82.3 | 86.7 | 91.9 | 95.2 | 98.1 | 100.8 | 102.2
RWTS | Entire | 66 | MVA | 366.17 | 410.4 | 420.5 | 431.3 | 442.3 | 454.2 | 476 | 501.3 | 516.4 | 529.9 | 542.8 | 547
RWTS13 | Split Bus | 66 | MW | 219.84 | 241.1 | 247.6 | 253.9 | 260 | 266.5 | 276.1 | 290.8 | 296.7 | 303.2 | 309.7 | 318.4
RWTS13 | Split Bus | 66 | MVAr | 35.9 | 46.5 | 48.2 | 49.9 | 51.6 | 53.4 | 55.8 | 59.4 | 61.3 | 63.1 | 64.9 | 67
RWTS13 | Split Bus | 66 | MVA | 222.75 | 245.6 | 252.3 | 258.7 | 265.1 | 271.8 | 281.7 | 296.8 | 303 | 309.7 | 316.4 | 325.4
RWTS22 | Entire | 22 | MW | 68.6 | 81.8 | 82.6 | 83.8 | 86.6 | 89 | 90.8 | 96.4 | 101.1 | 104.5 | 107.5 | 108.3
RWTS22 | Entire | 22 | MVAr | -0.6 | 2.8 | 3.2 | 3.4 | 3.7 | 4.1 | 4.5 | 5 | 5.5 | 5.9 | 6.3 | 6.7
RWTS22 | Entire | 22 | MVA | 68.6 | 81.9 | 82.7 | 83.9 | 86.7 | 89.1 | 90.9 | 96.5 | 101.2 | 104.7 | 107.7 | 108.5
RWTS24 | Split Bus | 66 | MW | 143.32 | 162.8 | 166.1 | 170.4 | 175 | 180.2 | 191.9 | 202.1 | 210.8 | 217.5 | 223.7 | 219
RWTS24 | Split Bus | 66 | MVAr | 23.04 | 26.2 | 26.7 | 27.4 | 28.1 | 29 | 30.9 | 32.5 | 33.9 | 35 | 36 | 35.2
RWTS24 | Split Bus | 66 | MVA | 145.16 | 164.9 | 168.2 | 172.6 | 177.3 | 182.5 | 194.4 | 204.7 | 213.5 | 220.3 | 226.6 | 221.8
SHTS | Entire | 66 | MW | 213.6954 | 286.72 | 294.97 | 296.41 | 297.22 | 297.78 | 298.21 | 300.66 | 303.8 | 306.13 | 306.13 | 305.68
SHTS | Entire | 66 | MVAr | 30.1662 | 72.1 | 76.35 | 77.09 | 77.51 | 77.8 | 78.02 | 79.28 | 80.9 | 82.1 | 82.1 | 81.87
SHTS | Entire | 66 | MVA | 215.8141 | 295.6464 | 304.691 | 306.2707 | 307.1604 | 307.7755 | 308.2472 | 310.9369 | 314.3871 | 316.9479 | 316.9479 | 316.4537
SMTS | Entire | 66 | MW | 354.98 | 391.3 | 421.5 | 447.4 | 490.6 | 510.5 | 574.9 | 674.6 | 812.2 | 971.4 | 1106.4 | 1198.3
SMTS | Entire | 66 | MVAr | 33.08 | 24 | 27 | 30 | 34.3 | 36.8 | 44.9 | 58.2 | 75.3 | 97.4 | 114.8 | 127.5
SMTS | Entire | 66 | MVA | 356.52 | 392.1 | 422.4 | 448.4 | 491.9 | 511.8 | 576.7 | 677.1 | 815.7 | 976.3 | 1112.4 | 1205.1
SVTS | Entire | 66 | MW | 314.9511 | 352.1725 | 366.7608 | 381.3096 | 391.2835 | 399.3181 | 407.1735 | 418.2354 | 430.3751 | 440.4413 | 448.7543 | 457.3289
SVTS | Entire | 66 | MVAr | 21.3186 | 51.8498 | 56.302 | 60.7443 | 63.6492 | 65.8754 | 68.0516 | 71.1262 | 74.5403 | 77.3354 | 79.6314 | 82.0572
SVTS | Entire | 66 | MVA | 315.6718 | 355.9689 | 371.0571 | 386.1177 | 396.4265 | 404.7153 | 412.8212 | 424.2403 | 436.7826 | 447.1792 | 455.7649 | 464.6322
SVTS12 | Split Bus | 66 | MW | 142.1085 | 163.42 | 170.23 | 177.35 | 181.3 | 184.99 | 188.43 | 193.08 | 198.66 | 203.54 | 207.52 | 211.64
SVTS12 | Split Bus | 66 | MVAr | 18.9576 | 32.57 | 35.17 | 37.88 | 39.38 | 40.79 | 42.1 | 43.87 | 45.99 | 47.85 | 49.37 | 50.94
SVTS12 | Split Bus | 66 | MVA | 143.3674 | 166.634 | 173.8251 | 181.3503 | 185.5276 | 189.4337 | 193.0758 | 198.0012 | 203.9139 | 209.0889 | 213.3119 | 217.6841
SVTS34 | Split Bus | 66 | MW | 175.6919 | 192.6734 | 199.7455 | 205.4181 | 210.1975 | 214.4541 | 218.9912 | 225.2396 | 231.9275 | 237.7986 | 242.734 | 247.6515
SVTS34 | Split Bus | 66 | MVAr | 8.839 | 20.11 | 21.69 | 22.91 | 23.87 | 24.66 | 25.52 | 26.71 | 28.01 | 29.14 | 30.08 | 31.05
SVTS34 | Split Bus | 66 | MVA | 175.9141 | 193.72 | 200.9197 | 206.6917 | 211.5485 | 215.8672 | 220.4731 | 226.8177 | 233.6128 | 239.5774 | 244.5907 | 249.5904
TBTS | Entire | 66 | MW | 224.7786 | 256.34 | 261.92 | 266.98 | 272.97 | 277.99 | 283.67 | 291.7 | 300.66 | 308.11 | 313.71 | 319.89
TBTS | Entire | 66 | MVAr | 26.1927 | 47.71 | 50.05 | 52.17 | 54.68 | 56.78 | 59.16 | 62.53 | 66.28 | 69.41 | 71.75 | 74.35
TBTS | Entire | 66 | MVA | 226.2995 | 260.7421 | 266.6591 | 272.0295 | 278.3928 | 283.7295 | 289.7733 | 298.3268 | 307.879 | 315.8315 | 321.8105 | 328.4167
TGTS | Entire | 66 | MW | 173.6981 | 181.98 | 187.41 | 185.46 | 185.5 | 185.51 | 185.38 | 186.67 | 188.76 | 190.13 | 190.25 | 189.84
TGTS | Entire | 66 | MVAr | 17.9405 | 20.91 | 22.11 | 21.68 | 21.69 | 21.69 | 21.66 | 21.95 | 22.41 | 22.71 | 22.74 | 22.65
TGTS | Entire | 66 | MVA | 174.6221 | 183.1774 | 188.7097 | 186.7229 | 186.7638 | 186.7737 | 186.6411 | 187.9561 | 190.0856 | 191.4815 | 191.6042 | 191.1864
TSTS | Entire | 66 | MW | 262.7845 | 287.1166 | 296.9966 | 306.116 | 315.222 | 325.0331 | 335.8826 | 347.2503 | 359.3226 | 369.3139 | 378.2613 | 387.0601
TSTS | Entire | 66 | MVAr | 21.3297 | 54.5108 | 58.7088 | 62.5488 | 66.5041 | 70.7225 | 75.0617 | 79.8785 | 84.8731 | 89.3383 | 93.1044 | 96.6998
TSTS | Entire | 66 | MVA | 263.6487 | 292.2454 | 302.7436 | 312.4409 | 322.161 | 332.6382 | 344.1677 | 356.3192 | 369.2102 | 379.9659 | 389.551 | 398.9566
TTS | Entire | 66 | MW | 408.319 | 428.9663 | 458.7765 | 478.4557 | 499.2617 | 525.1031 | 544.0951 | 578.4073 | 634.7502 | 675.6138 | 738.5968 | 829.9605
TTS | Entire | 66 | MVAr | 89.01 | 109.2188 | 119.3662 | 126.0187 | 133.0179 | 141.5638 | 147.7676 | 158.9324 | 177.456 | 190.935 | 211.5032 | 241.4439
TTS | Entire | 66 | MVA | 417.9081 | 442.6521 | 474.0508 | 494.7733 | 516.6779 | 543.8507 | 563.8038 | 599.8454 | 659.0891 | 702.0756 | 768.283 | 864.3666
TTS12 | Split Bus | 66 | MW | 198.1244 | 172.9553 | 181.0583 | 186.808 | 191.8066 | 195.6363 | 199.6502 | 202.8711 | 207.0116 | 209.4719 | 210.6473 | 210.8368
TTS12 | Split Bus | 66 | MVAr | 31.3157 | 38.8951 | 41.6685 | 43.5966 | 45.2865 | 46.5217 | 47.7406 | 48.6315 | 49.914 | 50.7173 | 50.9575 | 50.9252
TTS12 | Split Bus | 66 | MVA | 200.584 | 177.2748 | 185.7912 | 191.8278 | 197.0803 | 201.0916 | 205.2787 | 208.6185 | 212.9441 | 215.5243 | 216.7232 | 216.8998
TTS34 | Split Bus | 66 | MW | 222.7356 | 257.78 | 279.52 | 293.48 | 309.31 | 331.35 | 346.37 | 377.51 | 429.75 | 468.17 | 530.01 | 621.2
TTS34 | Split Bus | 66 | MVAr | 56.2708 | 70.65 | 78.03 | 82.76 | 88.0735 | 95.3895 | 100.382 | 110.665 | 127.913 | 140.5917 | 160.9257 | 190.9017
TTS34 | Split Bus | 66 | MVA | 229.7336 | 267.2863 | 290.207 | 304.9258 | 321.6047 | 344.8072 | 360.6227 | 393.3962 | 448.3824 | 488.8243 | 553.9022 | 649.8715
WETS | Entire | 66 | MW | 38.5274 | 61.21 | 62.6 | 62.43 | 61.7 | 60.6 | 59.49 | 59.16 | 59.13 | 58.82 | 57.8 | 56.56
WETS | Entire | 66 | MVAr | 17.4316 | 10.91 | 11.55 | 11.47 | 11.13 | 10.63 | 10.11 | 9.96 | 9.94 | 9.8 | 9.33 | 8.76
WETS | Entire | 66 | MVA | 42.2874 | 62.1747 | 63.6566 | 63.4749 | 62.6958 | 61.5253 | 60.343 | 59.9926 | 59.9597 | 59.6308 | 58.5482 | 57.2344
WMTS | Entire | 22 | MW | 6.5849 | 9.53 | 9.73 | 9.73 | 9.68 | 9.55 | 9.41 | 9.45 | 9.56 | 9.61 | 9.49 | 9.28
WMTS | Entire | 22 | MVAr | 1.2552 | 2.02 | 2.08 | 2.08 | 2.06 | 2.03 | 1.99 | 2 | 2.03 | 2.05 | 2.01 | 1.96
WMTS | Entire | 22 | MVA | 6.7035 | 9.7417 | 9.9498 | 9.9498 | 9.8968 | 9.7634 | 9.6181 | 9.6593 | 9.7732 | 9.8262 | 9.7005 | 9.4847
WMTS | Entire | 66 | MW | 189.7508 | 277.3132 | 306.5528 | 316.3438 | 324.5411 | 331.203 | 337.1016 | 344.5385 | 353.2664 | 361.0343 | 366.7908 | 371.6514
WMTS | Entire | 66 | MVAr | 14.9522 | 32.6847 | 37.041 | 38.7579 | 40.1804 | 41.2909 | 42.2872 | 43.5206 | 44.9741 | 46.236 | 47.08 | 47.7063
WMTS | Entire | 66 | MVA | 190.339 | 279.2327 | 308.7825 | 318.7092 | 327.0189 | 333.7669 | 339.7436 | 347.2763 | 356.1177 | 363.9829 | 369.8 | 374.7008
WOTS | Entire | 66 | MW | 89.4 | 90.7 | 92.5 | 94.8 | 97 | 99.7 | 105.7 | 109 | 114.9 | 118.1 | 121.2 | 119.5
WOTS | Entire | 66 | MVAr | 18 | 12.3 | 12.6 | 12.9 | 13.2 | 13.6 | 14.4 | 14.8 | 15.6 | 16.1 | 16.5 | 16.3
WOTS | Entire | 66 | MVA | 91.2 | 91.6 | 93.4 | 95.7 | 97.9 | 100.6 | 106.7 | 110.1 | 115.9 | 119.2 | 122.3 | 120.6
WOTS22 | Entire | 22 | MW | 33.5 | 39.7 | 40.9 | 42.2 | 44 | 45.8 | 49.8 | 53.3 | 55.8 | 57.8 | 59.3 | 58.9
WOTS22 | Entire | 22 | MVAr | 1.4 | 1.6 | 1.7 | 1.7 | 1.8 | 1.9 | 2 | 2.2 | 2.3 | 2.3 | 2.4 | 2.4
WOTS22 | Entire | 22 | MVA | 33.5 | 39.8 | 40.9 | 42.3 | 44.1 | 45.8 | 49.8 | 53.3 | 55.8 | 57.8 | 59.4 | 59
Note 1: Note that this is the observed actual and have not been weather normalised.

## TsWinter50_maximum
2025 Terminal Station Maximum Demand Forecast - MW, MVAr & MVA Forecasts aggregated by Terminal Station
Forecasts at time of Station peak - station diversity factors are applied.
Winter, 50% POE
LOCATIONID | LocationType | VOLTAGE | UNIT | 2024 (Actual Note 1) | 2025 | 2026 | 2027 | 2028 | 2029 | 2030 | 2031 | 2032 | 2033 | 2034 | 2035
ATS_BLTS | Hybrid | 66 | MW | 273.3875 | 296.4911 | 346.6747 | 435.172 | 502.5592 | 551.6171 | 599.0281 | 658.3387 | 751.0479 | 905.8658 | 1028.7606 | 1129.1134
ATS_BLTS | Hybrid | 66 | MVAr | 72.1168 | 68.9293 | 86.4334 | 117.6141 | 140.1551 | 157.0104 | 172.5451 | 192.023 | 222.447 | 273.2989 | 313.7834 | 346.8493
ATS_BLTS | Hybrid | 66 | MVA | 282.7394 | 304.3981 | 357.2871 | 450.7857 | 521.7367 | 573.5274 | 623.3831 | 685.7716 | 783.2979 | 946.1951 | 1075.5503 | 1181.1865
ATS_WEST | Hybrid | 66 | MW | 181.4443 | 199.8685 | 237.9785 | 291.3585 | 315.6285 | 372.0385 | 385.6385 | 402.5385 | 416.2485 | 427.1985 | 436.6285 | 445.1885
ATS_WEST | Hybrid | 66 | MVAr | 26.8153 | 58.5385 | 79.4585 | 108.7685 | 122.0985 | 153.0585 | 160.5285 | 169.8085 | 177.3385 | 183.3485 | 188.5185 | 193.2185
ATS_WEST | Hybrid | 66 | MVA | 183.4151 | 208.2647 | 250.8932 | 310.999 | 338.4219 | 402.2929 | 417.7158 | 436.8892 | 452.4508 | 464.882 | 475.5877 | 485.3104
BATS | Entire | 66 | MW | 183.1234 | 195.16 | 209 | 214.43 | 220.1 | 225.74 | 231.76 | 239.46 | 247.98 | 255.4 | 260.99 | 266.55
BATS | Entire | 66 | MVAr | 13.3915 | 25 | 27.56 | 28.56 | 29.61 | 30.65 | 31.77 | 33.19 | 34.77 | 36.14 | 37.17 | 38.2
BATS | Entire | 66 | MVA | 183.6124 | 196.7547 | 210.8093 | 216.3236 | 222.0828 | 227.8113 | 233.9274 | 241.7492 | 250.4057 | 257.9443 | 263.6236 | 269.2733
BETS | Entire | 22 | MW | 62.616 | 65.05 | 68.24 | 69.86 | 71.59 | 73.43 | 75.3 | 77.71 | 80.33 | 82.62 | 84.44 | 86.32
BETS | Entire | 22 | MVAr | -2.2667 | -1.1 | -1 | -0.95 | -0.9 | -0.84 | -0.78 | -0.7 | -0.62 | -0.55 | -0.49 | -0.43
BETS | Entire | 22 | MVA | 62.6571 | 65.0593 | 68.2473 | 69.8665 | 71.5957 | 73.4348 | 75.304 | 77.7132 | 80.3324 | 82.6218 | 84.4414 | 86.3211
BETS | Entire | 66 | MW | 147.6504 | 144.96 | 154.64 | 158.43 | 160.53 | 162.49 | 164.64 | 167.94 | 171.68 | 174.84 | 176.93 | 178.93
BETS | Entire | 66 | MVAr | 18.1438 | 15.45 | 19.15 | 20.6 | 21.4 | 22.15 | 22.97 | 24.24 | 25.67 | 26.87 | 27.67 | 28.44
BETS | Entire | 66 | MVA | 148.761 | 145.781 | 155.8212 | 159.7636 | 161.9501 | 163.9928 | 166.2346 | 169.6804 | 173.5885 | 176.8927 | 179.0806 | 181.1761
BLTS | Entire | 22 | MW | 42.1904 | 36.7394 | 41.8776 | 45.4962 | 45.7033 | 45.9781 | 46.1942 | 46.7448 | 47.3291 | 47.8123 | 48.0775 | 48.2793
BLTS | Entire | 22 | MVAr | 8.6433 | 6.2562 | 6.785 | 7.208 | 7.269 | 7.3477 | 7.3902 | 7.4774 | 7.5409 | 7.5931 | 7.6197 | 7.6339
BLTS | Entire | 22 | MVA | 43.0666 | 37.2683 | 42.4237 | 46.0636 | 46.2777 | 46.5615 | 46.7817 | 47.3391 | 47.9261 | 48.4115 | 48.6776 | 48.8791
BLTS-SCI | Hybrid | 66 | MW
BLTS-SCI | Hybrid | 66 | MVAr
BLTS-SCI | Hybrid | 66 | MVA
BTS | Entire | 22 | MW | 94.5195 | 100.3083 | 106.6549 | 111.5214 | 80.3656 | 83.7412 | 86.754 | 89.3581 | 91.4911 | 92.9854 | 93.6439 | 94.085
BTS | Entire | 22 | MVAr | 9.9339 | 16.191 | 18.4042 | 20.2218 | 16.3685 | 17.8101 | 19.0851 | 20.1449 | 20.9986 | 21.5973 | 21.8622 | 22.0582
BTS | Entire | 22 | MVA | 95.0401 | 101.6067 | 108.2311 | 113.34 | 82.0156 | 85.6141 | 88.8284 | 91.6007 | 93.8699 | 95.4606 | 96.162 | 96.6362
BTS | Entire | 66 | MW | 246.58 | 267.6 | 288.67 | 292.47 | 314.77 | 320.09 | 325.48 | 332.57 | 340.24 | 346.95 | 352.37 | 357.6
BTS | Entire | 66 | MVAr | 26.3159 | 51.92 | 65.07 | 67.44 | 81.35 | 84.67 | 88.03 | 92.46 | 97.24 | 101.43 | 104.81 | 108.07
BTS | Entire | 66 | MVA | 247.9803 | 272.5903 | 295.913 | 300.1447 | 325.1122 | 331.0991 | 337.1743 | 345.1835 | 353.8628 | 361.4725 | 367.6272 | 373.5731
CBTS | Entire | 66 | MW | 423.3866 | 486 | 513.7 | 530.4 | 549.2 | 564.4 | 580.9 | 600.9 | 619.7 | 634.1 | 647.8 | 662
CBTS | Entire | 66 | MVAr | 58.9593 | 69.8 | 74.8 | 78.7 | 82.6 | 86.1 | 89.8 | 94.2 | 98.7 | 102.4 | 105.6 | 108.9
CBTS | Entire | 66 | MVA | 427.47 | 491 | 519.1 | 536.2 | 555.4 | 571 | 587.8 | 608.3 | 627.5 | 642.4 | 656.3 | 670.9
DPTS | Hybrid | 66 | MW | 244.5584 | 270.19 | 343.92 | 452.62 | 515.84 | 566.66 | 602.33 | 625.4 | 647.75 | 669.01 | 687.62 | 705.19
DPTS | Hybrid | 66 | MVAr | 32.8262 | 45.12 | 71.51 | 110.44 | 133.08 | 151.27 | 164.04 | 172.3 | 180.31 | 187.92 | 194.58 | 200.87
DPTS | Hybrid | 66 | MVA | 246.7516 | 273.9315 | 351.2758 | 465.899 | 532.73 | 586.5033 | 624.268 | 648.7006 | 672.3777 | 694.9017 | 714.6206 | 733.2405
ERTS | Entire | 66 | MW | 425.1291 | 437.949 | 452.2717 | 468.1656 | 476.994 | 480.274 | 485.2905 | 491.7003 | 499.4209 | 507.4814 | 507.8723 | 509.1321
ERTS | Entire | 66 | MVAr | 77.2779 | 95.1405 | 100.4159 | 107.0297 | 110.4434 | 111.2243 | 112.1668 | 113.9407 | 116.2967 | 118.145 | 118.6748 | 118.988
ERTS | Entire | 66 | MVA | 432.0956 | 448.164 | 463.285 | 480.2441 | 489.6132 | 492.9848 | 498.0846 | 504.7293 | 512.7828 | 521.0524 | 521.5534 | 522.8515
ERTS12 | Split Bus | 66 | MW | 173.5426 | 176.7216 | 181.2235 | 185.4748 | 189.2716 | 192.5537 | 196.6401 | 201.3994 | 206.6209 | 213.7552 | 213.7364 | 216.1597
ERTS12 | Split Bus | 66 | MVAr | 8.0969 | 18.9665 | 20.2321 | 21.6808 | 23.0396 | 24.0905 | 25.1779 | 26.5695 | 28.0988 | 29.5782 | 30.3419 | 31.2711
ERTS12 | Split Bus | 66 | MVA | 173.7314 | 177.7365 | 182.3494 | 186.7377 | 190.6687 | 194.0548 | 198.2455 | 203.1444 | 208.5228 | 215.792 | 215.8793 | 218.4099
ERTS34 | Split Bus | 66 | MW | 272.4578 | 281.8291 | 292.2727 | 304.0629 | 309.3988 | 309.8401 | 311.6245 | 313.9264 | 317.0557 | 318.8054 | 319.247 | 318.2596
ERTS34 | Split Bus | 66 | MVAr | 70.7025 | 78.4059 | 82.4778 | 87.6019 | 89.6989 | 89.526 | 89.5515 | 90.0561 | 90.9928 | 91.4711 | 91.3019 | 90.7405
ERTS34 | Split Bus | 66 | MVA | 281.482 | 292.5323 | 303.6872 | 316.4307 | 322.139 | 322.5148 | 324.2364 | 326.5883 | 329.8545 | 331.6682 | 332.0462 | 330.9426
FBTS | Entire | 66 | MW | 190.1733 | 215.65 | 236.58 | 245.54 | 252.37 | 258.97 | 265.21 | 272.91 | 281.19 | 288.98 | 295.72 | 302.36
FBTS | Entire | 66 | MVAr | 32.7374 | 53.02 | 64.3 | 69.13 | 72.81 | 76.36 | 79.73 | 83.87 | 88.34 | 92.53 | 96.17 | 99.75
FBTS | Entire | 66 | MVA | 192.9705 | 222.0722 | 245.1624 | 255.086 | 262.6631 | 269.9932 | 276.9354 | 285.5067 | 294.7402 | 303.4324 | 310.9646 | 318.3891
GNTS | Entire | 66 | MW | 105.8 | 108.2 | 111.6 | 114.9 | 119 | 123.7 | 133.6 | 140.8 | 144.3 | 146.1 | 147.9 | 148.5
GNTS | Entire | 66 | MVAr | 28.4 | 21.8 | 22.5 | 23.1 | 23.9 | 24.9 | 26.9 | 28.3 | 29 | 29.4 | 29.8 | 29.9
GNTS | Entire | 66 | MVA | 109.5 | 110.3 | 113.9 | 117.2 | 121.3 | 126.1 | 136.2 | 143.6 | 147.2 | 149.1 | 150.9 | 151.5
GTS | Entire | 66 | MW | 398.3303 | 429.9097 | 471.9107 | 484.6669 | 496.6102 | 508.9774 | 521.0967 | 535.9657 | 552.1537 | 566.3829 | 578.2862 | 590.7105
GTS | Entire | 66 | MVAr | 46.2967 | 77.496 | 92.3839 | 97.2295 | 101.8551 | 106.7246 | 111.5252 | 117.4037 | 123.7982 | 129.3097 | 133.9343 | 138.7189
GTS | Entire | 66 | MVA | 401.0117 | 436.8386 | 480.8684 | 494.3234 | 506.9479 | 520.0463 | 532.8974 | 548.6738 | 565.8619 | 580.9566 | 593.5936 | 606.7799
HOTS | Entire | 66 | MW | 75.2356 | 76.03 | 83.53 | 82.8 | 81.89 | 81.01 | 80.2 | 80.21 | 80.54 | 80.61 | 80.07 | 79.37
HOTS | Entire | 66 | MVAr | 5.0482 | 3.16 | 4.74 | 4.59 | 4.39 | 4.21 | 4.04 | 4.04 | 4.11 | 4.12 | 4.01 | 3.86
HOTS | Entire | 66 | MVA | 75.4048 | 76.0956 | 83.6644 | 82.9271 | 82.0076 | 81.1193 | 80.3017 | 80.3117 | 80.6448 | 80.7152 | 80.1703 | 79.4638
HTS | Entire | 66 | MW | 282.1117 | 294.19 | 305.55 | 322.22 | 333.07 | 340.42 | 347.98 | 358.11 | 369.58 | 379.68 | 387.37 | 394.63
HTS | Entire | 66 | MVAr | 30.8909 | 59.15 | 64.18 | 71.56 | 76.36 | 79.61 | 82.96 | 87.44 | 92.52 | 96.98 | 100.39 | 103.6
HTS | Entire | 66 | MVA | 283.7979 | 300.0775 | 312.2177 | 330.0705 | 341.7111 | 349.6048 | 357.7324 | 368.6306 | 380.9847 | 391.8699 | 400.167 | 408.0022
HYTS | Entire | 22 | MW | 1.3637 | 1.41 | 1.45 | 1.44 | 1.43 | 1.41 | 1.39 | 1.4 | 1.41 | 1.41 | 1.39 | 1.36
HYTS | Entire | 22 | MVAr | 0.35674 | 0.37 | 0.38 | 0.37 | 0.37 | 0.36 | 0.36 | 0.36 | 0.36 | 0.37 | 0.36 | 0.35
HYTS | Entire | 22 | MVA | 1.4096 | 1.4577 | 1.499 | 1.4868 | 1.4771 | 1.4552 | 1.4359 | 1.4455 | 1.4552 | 1.4577 | 1.4359 | 1.4043
KGTS6622 | Entire | 66 | MW | 70.0718 | 70.27 | 70.86 | 70.3 | 69.46 | 68.35 | 67.24 | 66.75 | 66.69 | 66.41 | 65.45 | 64.24
KGTS6622 | Entire | 66 | MVAr | -2.3983 | 7.24 | 7.49 | 7.27 | 6.91 | 6.46 | 6 | 5.79 | 5.74 | 5.62 | 5.23 | 4.74
KGTS6622 | Entire | 66 | MVA | 70.1128 | 70.642 | 71.2548 | 70.6749 | 69.8029 | 68.6546 | 67.5072 | 67.0006 | 66.9366 | 66.6474 | 65.6586 | 64.4146
KTS | Entire | 66 | MW | 456.8877 | 509.3679 | 549.5133 | 615.4775 | 711.8143 | 831.5061 | 976.2384 | 1165.6732 | 1349.5224 | 1511.7426 | 1639.4107 | 1733.1251
KTS | Entire | 66 | MVAr | 59.4684 | 100.4504 | 114.6907 | 138.4755 | 172.2322 | 213.168 | 262.0215 | 325.6714 | 387.7772 | 442.4688 | 485.1914 | 516.6532
KTS | Entire | 66 | MVA | 460.7417 | 519.1781 | 561.3544 | 630.8629 | 732.3548 | 858.3956 | 1010.7901 | 1210.3123 | 1404.1302 | 1575.1649 | 1709.7012 | 1808.4947
KTS125 | Split Bus | 66 | MW | 257.7129 | 290.7126 | 317.6037 | 371.7103 | 422.6932 | 463.8166 | 529.6683 | 618.7846 | 692.7468 | 765.0023 | 820.5158 | 859.6702
KTS125 | Split Bus | 66 | MVAr | 39.0263 | 69.9965 | 78.3494 | 97.0508 | 114.8727 | 129.1392 | 151.2299 | 180.9825 | 205.933 | 230.1648 | 248.5204 | 261.3905
KTS125 | Split Bus | 66 | MVA | 260.6511 | 299.0206 | 327.1249 | 384.171 | 438.0243 | 481.459 | 550.8349 | 644.7085 | 722.7077 | 798.8769 | 857.3264 | 898.5309
KTS34 | Split Bus | 66 | MW | 200.6633 | 221.0862 | 234.5687 | 246.8859 | 292.9273 | 372.3576 | 452.2853 | 553.974 | 665.1818 | 756.3144 | 829.3917 | 884.6209
KTS34 | Split Bus | 66 | MVAr | 21.1176 | 30.961 | 36.9225 | 42.1685 | 58.3407 | 85.3011 | 112.4134 | 146.7656 | 184.361 | 215.2094 | 239.8814 | 258.6939
KTS34 | Split Bus | 66 | MVA | 201.7714 | 223.2436 | 237.4568 | 250.4612 | 298.6805 | 382.0033 | 466.0459 | 573.0858 | 690.2578 | 786.3374 | 863.385 | 921.6706
LY* | Entire | 66 | MW | 30.4 | 29.3 | 29.3 | 29.3 | 29.3 | 29.3 | 29.3 | 29.3 | 29.3 | 29.3 | 29.3 | 29.3
LY* | Entire | 66 | MVAr | 17.1 | 16.4 | 16.4 | 16.4 | 16.4 | 16.4 | 16.4 | 16.4 | 16.4 | 16.4 | 16.4 | 16.4
LY* | Entire | 66 | MVA | 34.9 | 33.5 | 33.5 | 33.5 | 33.5 | 33.5 | 33.5 | 33.5 | 33.5 | 33.5 | 33.5 | 33.5
MBTS | Entire | 66 | MW | 40.7 | 39.613 | 39.943 | 40.268 | 40.611 | 40.993 | 41.417 | 41.843 | 42.309 | 42.758 | 43.206 | 43.626
MBTS | Entire | 66 | MVAr | -3.4 | -3.3 | -3.3 | -3.3 | -3.4 | -3.4 | -3.4 | -3.5 | -3.5 | -3.5 | -3.6 | -3.6
MBTS | Entire | 66 | MVA | 40.9 | 39.7 | 40.1 | 40.4 | 40.7 | 41.1 | 41.6 | 42 | 42.5 | 42.9 | 43.4 | 43.8
MTS | Entire | 22 | MW | 29.286 | 32.78 | 34.05 | 34.94 | 35.98 | 37.19 | 38.41 | 39.73 | 41.02 | 42.22 | 43.42 | 44.69
MTS | Entire | 22 | MVAr | 0.53408 | 3.99 | 4.39 | 4.67 | 5 | 5.39 | 5.78 | 6.19 | 6.6 | 6.98 | 7.36 | 7.77
MTS | Entire | 22 | MVA | 29.2909 | 33.0219 | 34.3318 | 35.2507 | 36.3258 | 37.5786 | 38.8425 | 40.2093 | 41.5476 | 42.7931 | 44.0394 | 45.3604
MTS | Entire | 66 | MW | 136.059 | 141.5 | 147.28 | 153.76 | 161.39 | 167.65 | 173.43 | 180.14 | 187.09 | 193.17 | 198.46 | 203.71
MTS | Entire | 66 | MVAr | 6.836 | 13.21 | 15.28 | 17.6 | 20.32 | 22.56 | 24.63 | 27.03 | 29.52 | 31.69 | 33.59 | 35.47
MTS | Entire | 66 | MVA | 136.2306 | 142.1153 | 148.0705 | 154.764 | 162.6642 | 169.1611 | 175.1702 | 182.1566 | 189.4046 | 195.7522 | 201.2825 | 206.775
MWTS | Entire | 66 | MW | 396.3 | 419.9683 | 433.6877 | 450.4813 | 462.0043 | 469.856 | 488.5795 | 503.2097 | 552.9072 | 565.5132 | 531.4977 | 564.3325
MWTS | Entire | 66 | MVAr | 9.1 | 9.7 | 10 | 10.4 | 10.6 | 10.8 | 11.2 | 11.6 | 12.7 | 13 | 12.2 | 13
MWTS | Entire | 66 | MVA | 396.4 | 420.1 | 433.8 | 450.6 | 462.1 | 470 | 488.7 | 503.3 | 553.1 | 565.7 | 531.6 | 564.5
RCTS | Entire | 22 | MW | 22.6732 | 28.73 | 31.21 | 31.43 | 31.28 | 31 | 30.61 | 30.52 | 30.65 | 30.74 | 30.51 | 30.12
RCTS | Entire | 22 | MVAr | -5.86 | -0.88 | -0.81 | -0.81 | -0.81 | -0.82 | -0.83 | -0.83 | -0.83 | -0.83 | -0.83 | -0.84
RCTS | Entire | 22 | MVA | 23.4182 | 28.7435 | 31.2205 | 31.4404 | 31.2905 | 31.0108 | 30.6213 | 30.5313 | 30.6612 | 30.7512 | 30.5213 | 30.1317
RCTS | Entire | 66 | MW | 75.5416 | 109.35 | 115.54 | 115.94 | 115.59 | 114.8 | 114.08 | 114.57 | 115.69 | 116.41 | 115.85 | 114.97
RCTS | Entire | 66 | MVAr | 4.4417 | 38.09 | 42.25 | 42.51 | 42.28 | 41.75 | 41.27 | 41.59 | 42.35 | 42.83 | 42.45 | 41.86
RCTS | Entire | 66 | MVA | 75.672 | 115.7941 | 123.0226 | 123.4876 | 123.0798 | 122.1561 | 121.3155 | 121.8852 | 123.1978 | 124.0391 | 123.3824 | 122.3534
RTS | Entire | 22 | MW | 39.465 | 45.93 | 58.71 | 60.81 | 60.6 | 59.7 | 58.84 | 58.91 | 59.93 | 60.76 | 60.96 | 60.97
RTS | Entire | 22 | MVAr | 5.8522 | 13.54 | 19.12 | 20.03 | 19.94 | 19.55 | 19.17 | 19.21 | 19.65 | 20.01 | 20.1 | 20.1
RTS | Entire | 22 | MVA | 39.8965 | 47.8842 | 61.7449 | 64.0239 | 63.7963 | 62.8195 | 61.884 | 61.963 | 63.0692 | 63.9701 | 64.1883 | 64.1977
RTS | Entire | 66 | MW | 360.8098 | 381.2174 | 405.4567 | 431.7949 | 442.9846 | 454.3864 | 466.0134 | 479.9283 | 494.5784 | 507.6213 | 518.9175 | 529.8333
RTS | Entire | 66 | MVAr | 38.8259 | 56.6581 | 65.4344 | 78.6839 | 84.2934 | 89.9997 | 95.8144 | 102.7803 | 110.1046 | 116.6497 | 122.3024 | 127.7783
RTS | Entire | 66 | MVA | 362.8928 | 385.4048 | 410.7028 | 438.9054 | 450.9332 | 463.2137 | 475.7614 | 490.8105 | 506.6861 | 520.8518 | 533.1353 | 545.0235
RWTS | Entire | 66 | MW | 363.16 | 386.7 | 396 | 406.4 | 417.7 | 429.2 | 451.1 | 477.6 | 488.3 | 499.4 | 515.2 | 524.1
RWTS | Entire | 66 | MVAr | 46.86 | 69.2 | 71.4 | 73.7 | 76.2 | 78.7 | 83.1 | 88.7 | 91.2 | 93.7 | 96.9 | 99.2
RWTS | Entire | 66 | MVA | 366.17 | 392.9 | 402.4 | 413.1 | 424.6 | 436.4 | 458.7 | 485.7 | 496.7 | 508.1 | 524.3 | 533.4
RWTS13 | Split Bus | 66 | MW | 219.84 | 231.4 | 237.4 | 243.2 | 249.7 | 255.8 | 265.7 | 282.5 | 284.4 | 291.1 | 298.5 | 311.5
RWTS13 | Split Bus | 66 | MVAr | 35.9 | 44.2 | 45.9 | 47.4 | 49.2 | 50.9 | 53.3 | 57.3 | 58.4 | 60.2 | 62.1 | 65
RWTS13 | Split Bus | 66 | MVA | 222.75 | 235.6 | 241.8 | 247.7 | 254.5 | 260.8 | 271 | 288.2 | 290.4 | 297.3 | 304.9 | 318.2
RWTS22 | Entire | 22 | MW | 68.6 | 76.1 | 76.4 | 78.4 | 80.1 | 82 | 84.2 | 90 | 93.4 | 96.5 | 99.2 | 100
RWTS22 | Entire | 22 | MVAr | -0.6 | 2.3 | 2.6 | 2.9 | 3.3 | 3.6 | 4 | 4.5 | 4.9 | 5.3 | 5.7 | 6
RWTS22 | Entire | 22 | MVA | 68.6 | 76.1 | 76.4 | 78.4 | 80.1 | 82 | 84.3 | 90.1 | 93.6 | 96.6 | 99.4 | 100.2
RWTS24 | Split Bus | 66 | MW | 143.32 | 155.3 | 158.6 | 163.3 | 168 | 173.4 | 185.4 | 195.1 | 203.8 | 208.2 | 216.7 | 212.6
RWTS24 | Split Bus | 66 | MVAr | 23.04 | 25 | 25.5 | 26.2 | 27 | 27.9 | 29.8 | 31.4 | 32.8 | 33.5 | 34.8 | 34.2
RWTS24 | Split Bus | 66 | MVA | 145.16 | 157.3 | 160.6 | 165.4 | 170.1 | 175.6 | 187.8 | 197.6 | 206.4 | 210.9 | 219.5 | 215.3
SHTS | Entire | 66 | MW | 213.6954 | 267.87 | 278.05 | 279.09 | 279.17 | 278.59 | 278.14 | 279.86 | 282.91 | 285.14 | 285.36 | 285.14
SHTS | Entire | 66 | MVAr | 30.1662 | 62.4 | 67.64 | 68.17 | 68.21 | 67.91 | 67.68 | 68.57 | 70.14 | 71.29 | 71.4 | 71.29
SHTS | Entire | 66 | MVA | 215.8141 | 275.042 | 286.159 | 287.2949 | 287.3822 | 286.7475 | 286.2559 | 288.1379 | 291.475 | 293.9168 | 294.1569 | 293.9168
SMTS | Entire | 66 | MW | 354.98 | 376.5 | 408.3 | 433.4 | 475.6 | 498.2 | 560.7 | 658.4 | 800.2 | 958.7 | 1086.4 | 1177.5
SMTS | Entire | 66 | MVAr | 33.08 | 22.8 | 25.9 | 28.8 | 33.1 | 35.7 | 43.7 | 56.8 | 74.2 | 96.1 | 113.3 | 125.9
SMTS | Entire | 66 | MVA | 356.52 | 377.2 | 409.1 | 434.3 | 476.8 | 499.5 | 562.4 | 660.8 | 803.6 | 963.5 | 1092.3 | 1184.2
SVTS | Entire | 66 | MW | 314.9511 | 330.866 | 344.7857 | 359.2341 | 369.3772 | 377.7209 | 386.0831 | 397.5665 | 409.6475 | 420.2858 | 429.1108 | 438.0754
SVTS | Entire | 66 | MVAr | 21.3186 | 45.5807 | 49.8233 | 54.2157 | 57.1705 | 59.4865 | 61.7925 | 65.0368 | 68.4609 | 71.4956 | 74.0112 | 76.5767
SVTS | Entire | 66 | MVA | 315.6718 | 333.9909 | 348.3669 | 363.3022 | 373.7753 | 382.3764 | 390.9968 | 402.8509 | 415.3287 | 426.3235 | 435.4466 | 444.7179
SVTS12 | Split Bus | 66 | MW | 142.1085 | 152.17 | 159.29 | 167.91 | 172.98 | 176.81 | 180.62 | 185.92 | 191.52 | 196.44 | 200.7 | 205.02
SVTS12 | Split Bus | 66 | MVAr | 18.9576 | 28.29 | 31 | 34.28 | 36.21 | 37.67 | 39.12 | 41.14 | 43.27 | 45.15 | 46.77 | 48.41
SVTS12 | Split Bus | 66 | MVA | 143.3674 | 154.7774 | 162.2785 | 171.3735 | 176.7293 | 180.7783 | 184.8079 | 190.4173 | 196.3472 | 201.5619 | 206.0775 | 210.6579
SVTS34 | Split Bus | 66 | MW | 175.6919 | 182.9934 | 189.8657 | 196.0777 | 201.2565 | 205.9327 | 210.8973 | 217.218 | 223.8973 | 229.6719 | 234.4204 | 238.9886
SVTS34 | Split Bus | 66 | MVAr | 8.839 | 18.15 | 19.68 | 21.04 | 22.09 | 22.98 | 23.92 | 25.16 | 26.47 | 27.62 | 28.55 | 29.44
SVTS34 | Split Bus | 66 | MVA | 175.9141 | 183.8912 | 190.8829 | 197.2033 | 202.4652 | 207.2109 | 212.2494 | 218.6702 | 225.4566 | 231.3267 | 236.1525 | 240.7951
TBTS | Entire | 66 | MW | 224.7786 | 235.44 | 241.5 | 247.76 | 255.14 | 261.52 | 267.83 | 275.82 | 284.74 | 292.14 | 298.26 | 304.15
TBTS | Entire | 66 | MVAr | 26.1927 | 38.95 | 41.49 | 44.11 | 47.21 | 49.88 | 52.52 | 55.87 | 59.61 | 62.71 | 65.28 | 67.75
TBTS | Entire | 66 | MVA | 226.2995 | 238.6401 | 245.0381 | 251.6559 | 259.471 | 266.2343 | 272.9309 | 281.4216 | 290.9127 | 298.7948 | 305.3203 | 311.6044
TGTS | Entire | 66 | MW | 173.6981 | 172.81 | 178.12 | 176.63 | 176.79 | 176.75 | 176.83 | 178.27 | 180.37 | 181.74 | 181.85 | 181.83
TGTS | Entire | 66 | MVAr | 17.9405 | 18.88 | 20.05 | 19.72 | 19.76 | 19.75 | 19.77 | 20.09 | 20.55 | 20.86 | 20.88 | 20.87
TGTS | Entire | 66 | MVA | 174.6221 | 173.8383 | 179.2449 | 177.7274 | 177.8909 | 177.85 | 177.9317 | 179.3984 | 181.5369 | 182.9332 | 183.0448 | 183.0238
TSTS | Entire | 66 | MW | 262.7845 | 271.5006 | 281.0391 | 290.007 | 299.1951 | 308.8275 | 319.0941 | 330.7107 | 342.3932 | 351.7523 | 360.4451 | 368.4453
TSTS | Entire | 66 | MVAr | 21.3297 | 48.24 | 52.3255 | 56.1375 | 60.1538 | 64.2639 | 68.483 | 73.1885 | 78.0738 | 82.1825 | 85.7237 | 89.1911
TSTS | Entire | 66 | MVA | 263.6487 | 275.753 | 285.8688 | 295.3904 | 305.1822 | 315.443 | 326.3602 | 338.7124 | 351.1818 | 361.2252 | 370.4986 | 379.0871
TTS | Entire | 66 | MW | 408.319 | 425.0931 | 438.6669 | 458.8755 | 479.9318 | 506.2381 | 525.7637 | 559.328 | 615.3144 | 656.1363 | 719.2805 | 811.738
TTS | Entire | 66 | MVAr | 89.01 | 107.2891 | 111.8985 | 118.7067 | 125.806 | 134.5281 | 140.8678 | 151.8579 | 170.2227 | 183.7208 | 204.385 | 234.6287
TTS | Entire | 66 | MVA | 417.9081 | 438.4234 | 452.714 | 473.9811 | 496.1468 | 523.8081 | 544.308 | 579.5762 | 638.4259 | 681.3723 | 747.7551 | 844.967
TTS12 | Split Bus | 66 | MW | 198.1244 | 169.1671 | 177.2991 | 183.4425 | 188.4614 | 192.4738 | 196.8406 | 199.506 | 203.667 | 205.9088 | 206.968 | 207.8268
TTS12 | Split Bus | 66 | MVAr | 31.3157 | 36.9811 | 39.7376 | 41.7721 | 43.4821 | 44.803 | 46.0897 | 46.8725 | 48.1275 | 48.8887 | 49.1335 | 49.257
TTS12 | Split Bus | 66 | MVA | 200.584 | 173.1621 | 181.6977 | 188.1384 | 193.4125 | 197.6195 | 202.1644 | 204.9382 | 209.2761 | 211.633 | 212.7201 | 213.5842
TTS34 | Split Bus | 66 | MW | 222.7356 | 257.78 | 263.26 | 277.36 | 293.42 | 315.74 | 330.95 | 361.88 | 413.75 | 452.34 | 514.45 | 606.08
TTS34 | Split Bus | 66 | MVAr | 56.2708 | 70.65 | 72.51 | 77.29 | 82.6835 | 90.0895 | 95.152 | 105.365 | 122.483 | 135.2217 | 155.6457 | 185.7717
TTS34 | Split Bus | 66 | MVA | 229.7336 | 267.2863 | 273.0632 | 287.9276 | 304.8473 | 328.3411 | 344.3571 | 376.907 | 431.4987 | 472.119 | 537.4797 | 633.9118
WETS | Entire | 66 | MW | 38.5274 | 58.54 | 59.9 | 59.73 | 59.08 | 58.12 | 57.09 | 56.71 | 56.75 | 56.6 | 55.7 | 54.5
WETS | Entire | 66 | MVAr | 17.4316 | 9.67 | 10.3 | 10.22 | 9.92 | 9.48 | 9 | 8.83 | 8.85 | 8.77 | 8.36 | 7.8
WETS | Entire | 66 | MVA | 42.2874 | 59.3333 | 60.7791 | 60.598 | 59.907 | 58.8881 | 57.7951 | 57.3933 | 57.4359 | 57.2754 | 56.3239 | 55.0553
WMTS | Entire | 22 | MW | 6.5849 | 9.11 | 9.35 | 9.34 | 9.28 | 9.15 | 9.03 | 9.06 | 9.18 | 9.23 | 9.09 | 8.88
WMTS | Entire | 22 | MVAr | 1.2552 | 1.91 | 1.98 | 1.97 | 1.96 | 1.92 | 1.89 | 1.9 | 1.93 | 1.94 | 1.91 | 1.85
WMTS | Entire | 22 | MVA | 6.7035 | 9.3081 | 9.5573 | 9.5455 | 9.4847 | 9.3493 | 9.2257 | 9.2571 | 9.3807 | 9.4317 | 9.2885 | 9.0707
WMTS | Entire | 66 | MW | 189.7508 | 255.5095 | 286.5473 | 296.2663 | 304.3224 | 311.2644 | 317.1699 | 324.558 | 332.8337 | 340.3319 | 346.2228 | 351.2775
WMTS | Entire | 66 | MVAr | 14.9522 | 29.6237 | 34.1521 | 35.8721 | 37.2846 | 38.4495 | 39.4471 | 40.6447 | 42.0311 | 43.2745 | 44.1443 | 44.7892
WMTS | Entire | 66 | MVA | 190.339 | 257.2211 | 288.5753 | 298.4301 | 306.5979 | 313.6302 | 319.6136 | 327.0931 | 335.4771 | 343.0721 | 349.0257 | 354.1213
WOTS | Entire | 66 | MW | 89.4 | 87.2 | 88.8 | 91 | 93.3 | 95.9 | 100.7 | 105 | 110.6 | 114 | 117.1 | 115.2
WOTS | Entire | 66 | MVAr | 18 | 11.9 | 12.1 | 12.4 | 12.7 | 13 | 13.7 | 14.3 | 15 | 15.5 | 15.9 | 15.7
WOTS | Entire | 66 | MVA | 91.2 | 88 | 89.6 | 91.8 | 94.1 | 96.8 | 101.6 | 106 | 111.6 | 115 | 118.1 | 116.3
WOTS22 | Entire | 22 | MW | 33.5 | 37 | 38.3 | 39.3 | 41.2 | 43 | 47.2 | 49.9 | 52.6 | 54.1 | 55.7 | 56
WOTS22 | Entire | 22 | MVAr | 1.4 | 1.5 | 1.6 | 1.6 | 1.7 | 1.7 | 1.9 | 2 | 2.1 | 2.2 | 2.3 | 2.3
WOTS22 | Entire | 22 | MVA | 33.5 | 37 | 38.3 | 39.4 | 41.3 | 43 | 47.2 | 50 | 52.6 | 54.2 | 55.7 | 56.1
Note 1: Note that this is the observed actual and have not been weather normalised.

## TsAnnual10_minimum
2025 Terminal Station Minimum Demand Forecast - MW, MVAr & MVA Forecasts aggregated by Terminal Station
Forecasts at time of Station minimum - station diversity factors are applied.
Annual, 10% POE
LOCATIONID | LocationType | VOLTAGE | UNIT | 2025 (Actual Note 1) | 2026 | 2027 | 2028 | 2029 | 2030 | 2031 | 2032 | 2033 | 2034 | 2035
ATS_BLTS | Hybrid | 66 | MW | 74.9141 | 71.9787 | 117.0296 | 154.8029 | 151.6276 | 146.7419 | 143.216 | 141.3021 | 140.7021 | 137.5858 | 131.1514
ATS_BLTS | Hybrid | 66 | MVAr | 7.9871 | -5.2979 | 11.2398 | 25.0038 | 26.0323 | 25.669 | 25.1963 | 24.9025 | 24.698 | 24.2549 | 23.6328
ATS_BLTS | Hybrid | 66 | MVA | 75.3387 | 72.1734 | 117.5681 | 156.8092 | 153.846 | 148.9701 | 145.4155 | 143.4796 | 142.8533 | 139.7074 | 133.2636
ATS_WEST | Hybrid | 66 | MW | -35.0099 | -47.74 | -10.69 | -36.57 | 27.65 | 54.25 | 51.61 | 54.97 | 53.11 | 50.51 | 47.89
ATS_WEST | Hybrid | 66 | MVAr | -2.3945 | -8.53 | -12.66 | -9.78 | -10.77 | -7.81 | -8.1 | -7.73 | -7.93 | -8.22 | -8.51
ATS_WEST | Hybrid | 66 | MVA | -35.0916 | -48.4961 | -16.5696 | -37.8552 | 29.6735 | 54.8093 | 52.2418 | 55.5108 | 53.6988 | 51.1745 | 48.6402
BATS | Entire | 66 | MW | -121.3672 | -151.13 | -157.26 | -167.23 | -176.95 | -189.71 | -202.07 | -209.41 | -216.31 | -224.4 | -234.31
BATS | Entire | 66 | MVAr | 3.2655 | 16.86 | 17.99 | 19.83 | 21.63 | 23.99 | 26.28 | 27.63 | 28.91 | 30.4 | 32.24
BATS | Entire | 66 | MVA | -121.4112 | -152.0675 | -158.2856 | -168.4016 | -178.2671 | -191.2208 | -203.7718 | -211.2249 | -218.2334 | -226.4498 | -236.5176
BETS | Entire | 22 | MW | -12.6604 | -13.14 | -16.44 | -20.8 | -25.05 | -29.47 | -34.08 | -37.12 | -39.6 | -42.2 | -44.91
BETS | Entire | 22 | MVAr | 1.8467 | -1.03 | -1.33 | -1.73 | -2.11 | -2.23 | -2.08 | -1.98 | -1.91 | -1.82 | -1.74
BETS | Entire | 22 | MVA | -12.7944 | -13.1803 | -16.4937 | -20.8718 | -25.1387 | -29.5543 | -34.1434 | -37.1728 | -39.646 | -42.2392 | -44.9437
BETS | Entire | 66 | MW | -22.6168 | -109.33 | -112.4 | -122.15 | -131.83 | -141.98 | -151.75 | -158.61 | -164.23 | -170.43 | -177.31
BETS | Entire | 66 | MVAr | 12.1837 | 1.83 | 3 | 6.73 | 10.43 | 14.31 | 18.05 | 20.67 | 22.82 | 25.19 | 27.82
BETS | Entire | 66 | MVA | -25.6897 | -109.3453 | -112.44 | -122.3353 | -132.242 | -142.6993 | -152.8197 | -159.9512 | -165.8079 | -172.2815 | -179.4792
BLTS | Entire | 22 | MW | 2.4914 | 3.1855 | 8.6516 | 8.4876 | 7.3676 | 6.0776 | 4.7476 | 3.8536 | 3.0457 | 2.0857 | 0.83363
BLTS | Entire | 22 | MVAr | 1.9 | 2.5526 | 3.1116 | 3.0905 | 2.9795 | 2.8384 | 2.7074 | 2.6063 | 2.5252 | 2.424 | 2.2929
BLTS | Entire | 22 | MVA | 3.1332 | 4.0821 | 9.1941 | 9.0328 | 7.9473 | 6.7077 | 5.4653 | 4.6522 | 3.9564 | 3.1978 | 2.4397
BLTS-SCI | Hybrid | 66 | MW
BLTS-SCI | Hybrid | 66 | MVAr
BLTS-SCI | Hybrid | 66 | MVA
BTS | Entire | 22 | MW | 17.1503 | 16.9874 | 16.1726 | 10.9965 | 8.8805 | 6.3004 | 3.7402 | 2.0568 | 1.0681 | -0.92764 | -4.1938
BTS | Entire | 22 | MVAr | 0.066916 | -2.0773 | -2.075 | -2.6685 | -2.7875 | -2.9571 | -3.1367 | -3.2659 | -3.385 | -3.373 | -3.1388
BTS | Entire | 22 | MVA | 17.1505 | 17.114 | 16.3051 | 11.3156 | 9.3077 | 6.9598 | 4.8814 | 3.8596 | 3.5496 | -3.4982 | -5.2383
BTS | Entire | 66 | MW | 103.8683 | 103.29 | 111.27 | 111.69 | 112 | 113.23 | 111.34 | 110.51 | 109.68 | 109.65 | 108.02
BTS | Entire | 66 | MVAr | -21.9079 | -20.8 | -18.29 | -18.16 | -18.06 | -17.67 | -18.27 | -18.53 | -18.79 | -18.8 | -19.31
BTS | Entire | 66 | MVA | 106.1536 | 105.3635 | 112.7632 | 113.1567 | 113.4467 | 114.6004 | 112.829 | 112.0528 | 111.2779 | 111.25 | 109.7324
CBTS | Entire | 66 | MW | -86.55 | -135.6 | -161.3 | -185.9 | -207.3 | -224.3 | -239 | -252.3 | -264.9 | -278.4 | -291.5
CBTS | Entire | 66 | MVAr | -20.51 | 23.8 | 29.5 | 34.5 | 38.7 | 42 | 44.6 | 46.7 | 48.5 | 50.5 | 53.4
CBTS | Entire | 66 | MVA | 88.95 | -137.6 | -164 | -189.1 | -210.8 | -228.2 | -243.1 | -256.6 | -269.3 | -283 | -296.4
DPTS | Hybrid | 66 | MW | -69.8576 | -60.22 | 6.69 | 68.99 | 100.48 | 118.58 | 116.3 | 113.37 | 112.09 | 110.94 | 110.75
DPTS | Hybrid | 66 | MVAr | -1.1819 | -6.19 | -6.56 | -6.13 | -5.91 | -5.79 | -5.8 | -5.82 | -5.83 | -5.84 | -5.84
DPTS | Hybrid | 66 | MVA | -69.8675 | -60.5373 | 9.3696 | 69.2618 | 100.6537 | 118.7213 | 116.4445 | 113.5193 | 112.2415 | 111.0936 | 110.9039
ERTS | Entire | 66 | MW | -17.8076 | -71.5255 | -75.1055 | -71.9496 | -78.6167 | -86.3745 | -93.4747 | -98.3158 | -101.4838 | -105.0333 | -110.4175
ERTS | Entire | 66 | MVAr | -18.7273 | -29.3178 | -31.2253 | -34.3623 | -34.2086 | -33.2024 | -31.6754 | -31.027 | -30.4863 | -29.679 | -29.4142
ERTS | Entire | 66 | MVA | -25.8423 | -77.3009 | -81.338 | -79.734 | -85.7369 | -92.5362 | -98.6957 | -103.0954 | -105.9641 | -109.1459 | -114.2682
ERTS12 | Split Bus | 66 | MW | -19.8892 | -35.3375 | -39.8079 | -42.7213 | -47.0793 | -52.1248 | -56.9072 | -59.9124 | -62.3622 | -64.9535 | -68.3683
ERTS12 | Split Bus | 66 | MVAr | -11.2639 | -14.5584 | -15.0486 | -15.3718 | -15.4326 | -15.1004 | -14.5064 | -14.1611 | -13.8794 | -13.6961 | -13.6742
ERTS12 | Split Bus | 66 | MVA | -22.8572 | -38.219 | -42.5574 | -45.4026 | -49.5442 | -54.268 | -58.727 | -61.5632 | -63.888 | -66.3818 | -69.7224
ERTS34 | Split Bus | 66 | MW | -1.7836 | -38.4617 | -37.4752 | -30.957 | -33.417 | -36.3217 | -38.8204 | -40.7696 | -41.5443 | -42.5998 | -44.6981
ERTS34 | Split Bus | 66 | MVAr | -11.9511 | -15.8569 | -17.3811 | -20.3988 | -20.1742 | -19.4572 | -18.4623 | -18.1371 | -17.8617 | -17.1995 | -16.9429
ERTS34 | Split Bus | 66 | MVA | -12.0835 | -41.6022 | -41.3097 | -37.0735 | -39.0346 | -41.2049 | -42.987 | -44.6219 | -45.2213 | -45.9409 | -47.8015
FBTS | Entire | 66 | MW | 83.4197 | 88.26 | 95.46 | 97.64 | 99.49 | 101.14 | 102.86 | 104.79 | 106.85 | 108.87 | 110.68
FBTS | Entire | 66 | MVAr | -4.3399 | 8.46 | 10.45 | 11.05 | 11.56 | 12.02 | 12.49 | 13.03 | 13.6 | 14.15 | 14.65
FBTS | Entire | 66 | MVA | 83.5325 | 88.6645 | 96.0303 | 98.2633 | 100.1593 | 101.8518 | 103.6155 | 105.597 | 107.712 | 109.7857 | 111.6454
GNTS | Entire | 66 | MW | -186.3 | -214.5482 | -217.5605 | -220.1307 | -223.526 | -226.47 | -228.7883 | -231.0624 | -232.8827 | -235.0336 | -237.525
GNTS | Entire | 66 | MVAr | 5.3 | 6.1 | 6.2 | 6.3 | 6.4 | 6.5 | 6.5 | 6.6 | 6.6 | 6.7 | 6.8
GNTS | Entire | 66 | MVA | 186.4 | -214.6 | -217.6 | -220.2 | -223.6 | -226.6 | -228.9 | -231.2 | -233 | -235.1 | -237.6
GTS | Entire | 66 | MW | -3.9303 | -14.4543 | -12.7043 | -28.4982 | -45.85 | -64.2319 | -83.8591 | -97.3043 | -107.2067 | -119.1369 | -131.8471
GTS | Entire | 66 | MVAr | 31.6793 | -3.2456 | -2.883 | -3.8149 | -3.4992 | -2.8625 | -2.2872 | -1.5976 | -1.0398 | -0.33384 | 0.61101
GTS | Entire | 66 | MVA | -31.9222 | -14.8142 | -13.0273 | -28.7524 | -45.9833 | -64.2957 | -83.8903 | -97.3174 | -107.2118 | -119.1374 | -131.8485
HOTS | Entire | 66 | MW | -25.2369 | -25.67 | -27.48 | -30.65 | -33.99 | -37.8 | -41.67 | -44.64 | -47.26 | -50.23 | -53.91
HOTS | Entire | 66 | MVAr | 38.9586 | -2.85 | -3.81 | -5.5 | -5.7 | -4.9 | -4.08 | -3.46 | -2.91 | -2.28 | -1.5
HOTS | Entire | 66 | MVA | -46.4185 | -25.8277 | -27.7429 | -31.1396 | -34.4646 | -38.1163 | -41.8693 | -44.7739 | -47.3495 | -50.2817 | -53.9309
HTS | Entire | 66 | MW | 11.2981 | -1.48 | -2.37 | -1.64 | -10.67 | -20.86 | -31.63 | -39.3 | -44.19 | -52.09 | -60.35
HTS | Entire | 66 | MVAr | -9.4109 | -29.06 | -28.85 | -29.02 | -26.92 | -24.55 | -22.05 | -20.27 | -19.13 | -17.29 | -15.37
HTS | Entire | 66 | MVA | 14.7042 | -29.0977 | -28.9472 | -29.0663 | -28.9575 | -32.2156 | -38.5572 | -44.2195 | -48.153 | -54.8845 | -62.2765
HYTS | Entire | 22 | MW | -2e-08 | 0 | -0.01 | -0.03 | -0.06 | -0.08 | -0.1 | -0.12 | -0.13 | -0.15 | -0.17
HYTS | Entire | 22 | MVAr | 0 | -0.1 | -0.1 | -0.09 | -0.08 | -0.08 | -0.07 | -0.06 | -0.06 | -0.05 | -0.05
HYTS | Entire | 22 | MVA | -2e-08 | 0 | -0.1005 | -0.094868 | -0.1 | -0.11314 | -0.12207 | -0.13416 | -0.14318 | -0.15811 | -0.1772
KGTS6622 | Entire | 66 | MW | -55.5302 | -110.32 | -112.32 | -113.85 | -114.98 | -116.11 | -117.53 | -118.7 | -119.76 | -120.43 | -120.86
KGTS6622 | Entire | 66 | MVAr | 7.8045 | 18.76 | 19.25 | 19.63 | 19.86 | 20.06 | 20.41 | 20.73 | 21.06 | 21.2 | 21.14
KGTS6622 | Entire | 66 | MVA | -56.0759 | -111.9037 | -113.9576 | -115.5299 | -116.6826 | -117.8301 | -119.289 | -120.4966 | -121.5976 | -122.2817 | -122.6949
KTS | Entire | 66 | MW | 5.1401 | -10.5831 | -27.4921 | -46.6088 | -65.264 | -88.1576 | -111.6906 | -126.5969 | -137.8722 | -154.2617 | -175.5814
KTS | Entire | 66 | MVAr | -11.3758 | -18.6071 | -19.0335 | -19.4646 | -18.8006 | -17.8316 | -16.7878 | -16.1292 | -14.286 | -11.0082 | -7.5762
KTS | Entire | 66 | MVA | 12.4832 | -21.4062 | -33.4379 | -50.5099 | -67.918 | -89.9429 | -112.9452 | -127.6202 | -138.6104 | -154.6539 | -175.7447
KTS125 | Split Bus | 66 | MW | 46.6705 | 47.058 | 42.6968 | 38.9006 | 35.526 | 27.6017 | 18.6035 | 13.2387 | 8.7371 | 1.1329 | -10.5088
KTS125 | Split Bus | 66 | MVAr | 1.2949 | -4.231 | -4.8169 | -5.5537 | -5.1912 | -4.5495 | -3.8387 | -3.3387 | -2.8796 | -2.3113 | -1.6639
KTS125 | Split Bus | 66 | MVA | 46.6885 | 47.2478 | 42.9676 | 39.295 | 35.9033 | 27.9741 | 18.9954 | 13.6532 | 9.1994 | 2.574 | -10.6397
KTS34 | Split Bus | 66 | MW | -41.5304 | -57.6411 | -70.1889 | -85.5094 | -100.7901 | -115.7593 | -130.2941 | -139.8356 | -146.6093 | -155.3946 | -165.0726
KTS34 | Split Bus | 66 | MVAr | -12.6707 | -14.3761 | -14.2165 | -13.9109 | -13.6094 | -13.2821 | -12.9491 | -12.7905 | -11.4064 | -8.6969 | -5.9122
KTS34 | Split Bus | 66 | MVA | -43.4203 | -59.4069 | -71.6142 | -86.6335 | -101.7047 | -116.5188 | -130.936 | -140.4193 | -147.0524 | -155.6377 | -165.1784
LY* | Entire | 66 | MW | 0.8 | 2.124 | 2.125 | 2.125 | 2.126 | 2.127 | 2.127 | 2.128 | 2.128 | 2.129 | 2.129
LY* | Entire | 66 | MVAr | 0 | -9 | -9 | -9 | -9 | -9 | -9 | -9 | -9 | -9 | -9
LY* | Entire | 66 | MVA | 0.8 | 9.3 | 9.3 | 9.3 | 9.3 | 9.3 | 9.3 | 9.3 | 9.3 | 9.3 | 9.3
MBTS | Entire | 66 | MW | -12.2 | -15.367 | -16.447 | -17.399 | -18.016 | -18.506 | -19.009 | -19.462 | -19.885 | -20.222 | -20.524
MBTS | Entire | 66 | MVAr | 4.2 | 5.3 | 5.7 | 6 | 6.3 | 6.4 | 6.6 | 6.8 | 6.9 | 7 | 7.1
MBTS | Entire | 66 | MVA | 12.9 | -16.3 | -17.4 | -18.4 | -19.1 | -19.6 | -20.1 | -20.6 | -21.1 | -21.4 | -21.7
MTS | Entire | 22 | MW | 3.1311 | 0.78 | -0.15 | -1.07 | -1.94 | -2.89 | -4.01 | -4.79 | -5.37 | -6.08 | -6.61
MTS | Entire | 22 | MVAr | -1.2745 | -3.11 | -3.21 | -3.07 | -2.92 | -2.77 | -2.59 | -2.47 | -2.38 | -2.26 | -2.18
MTS | Entire | 22 | MVA | 3.3806 | 3.2063 | -3.2135 | -3.2511 | -3.5057 | -4.0031 | -4.7737 | -5.3893 | -5.8738 | -6.4864 | -6.9602
MTS | Entire | 66 | MW | 23.0665 | 20.24 | 17.72 | 16.63 | 14.41 | 9.74 | 5.07 | 1.99 | -0.11 | -3.31 | -7.2
MTS | Entire | 66 | MVAr | -11.4119 | -16.51 | -16.99 | -17.19 | -17.61 | -18.5 | -19.39 | -19.97 | -20.33 | -19.72 | -18.98
MTS | Entire | 66 | MVA | 25.735 | 26.1197 | 24.5491 | 23.9176 | 22.7543 | 20.9074 | 20.0419 | 20.0689 | -20.3303 | -19.9959 | -20.2998
MWTS | Entire | 66 | MW | 6.1 | -17.1144 | -25.3818 | -28.2216 | -30.2249 | -34.4102 | -38.6974 | -34.3679 | -40.0042 | -41.3626 | -39.0342
MWTS | Entire | 66 | MVAr | 4.7 | 1.5 | 2.3 | 2.5 | 2.7 | 3.1 | 3.5 | 3.1 | 3.6 | 3.7 | 3.5
MWTS | Entire | 66 | MVA | 7.7 | -17.2 | -25.5 | -28.3 | -30.3 | -34.5 | -38.9 | -34.5 | -40.2 | -41.5 | -39.2
RCTS | Entire | 22 | MW | -2.5333 | -2.66 | -2.02 | -2.78 | -3.45 | -4.18 | -4.82 | -5.23 | -5.54 | -5.89 | -6.33
RCTS | Entire | 22 | MVAr | -2.2867 | -1.56 | -1.57 | -1.55 | -1.54 | -1.52 | -1.5 | -1.49 | -1.48 | -1.47 | -1.46
RCTS | Entire | 22 | MVA | -3.4127 | -3.0837 | -2.5584 | -3.1829 | -3.7781 | -4.4478 | -5.048 | -5.4381 | -5.7343 | -6.0707 | -6.4962
RCTS | Entire | 66 | MW | -159.9815 | -165.21 | -167.09 | -170.04 | -172.19 | -173.75 | -175.89 | -178.16 | -180.21 | -181.07 | -181
RCTS | Entire | 66 | MVAr | 48.0499 | 75.58 | 76.83 | 78.81 | 80.26 | 81.31 | 82.74 | 84.26 | 85.64 | 86.21 | 86.17
RCTS | Entire | 66 | MVA | -167.0415 | -181.6774 | -183.9074 | -187.4156 | -189.9765 | -191.8342 | -194.379 | -197.0805 | -199.5241 | -200.5455 | -200.4651
RTS | Entire | 22 | MW | 6.3327 | 9.53 | 13.09 | 13.15 | 12.83 | 12.47 | 12.2 | 12.37 | 12.54 | 12.64 | 12.68
RTS | Entire | 22 | MVAr | -3.0994 | -1.67 | -0.45 | -0.43 | -0.54 | -0.66 | -0.75 | -0.7 | -0.64 | -0.61 | -0.59
RTS | Entire | 22 | MVA | 7.0505 | 9.6752 | 13.0977 | 13.157 | 12.8414 | 12.4875 | 12.223 | 12.3898 | 12.5563 | 12.6547 | 12.6937
RTS | Entire | 66 | MW | 119.922 | 106.3281 | 112.6985 | 125.4646 | 127.3677 | 128.3321 | 129.6153 | 131.3066 | 133.6831 | 134.7137 | 134.9292
RTS | Entire | 66 | MVAr | -53.6108 | -40.229 | -37.988 | -33.4427 | -32.7769 | -32.3234 | -31.7836 | -31.1253 | -30.2645 | -29.8255 | -29.6412
RTS | Entire | 66 | MVA | 131.3598 | 113.6839 | 118.9287 | 129.8452 | 131.5175 | 132.3402 | 133.4553 | 134.9452 | 137.0661 | 137.9758 | 138.1466
RWTS | Entire | 66 | MW | -19.06 | -55.7 | -70.5 | -84.7 | -92.3 | -106.7 | -112.5 | -113.9 | -114.6 | -121.1 | -123
RWTS | Entire | 66 | MVAr | -2.3 | -11 | -9.6 | -8.6 | -6.7 | -5.4 | -4.6 | -4.5 | -2.8 | -2.7 | -2.6
RWTS | Entire | 66 | MVA | 19.2 | -56.8 | -71.2 | -85.1 | -92.6 | -106.8 | -112.6 | -114 | -114.6 | -121.1 | -123
RWTS13 | Split Bus | 66 | MW | -10.06 | -29.6 | -36.4 | -43.4 | -46.4 | -54.4 | -58.1 | -59.4 | -58.2 | -64.2 | -67.7
RWTS13 | Split Bus | 66 | MVAr | -7.38 | -18.2 | -19 | -20 | -19.3 | -19.8 | -19.6 | -19.5 | -18.3 | -18.4 | -17.8
RWTS13 | Split Bus | 66 | MVA | 12.48 | -34.7 | -41.1 | -47.7 | -50.3 | -57.9 | -61.3 | -62.5 | -61 | -66.8 | -70
RWTS22 | Entire | 22 | MW | 6.4 | -34 | -36.1 | -38.4 | -40.5 | -42.8 | -44.9 | -46.5 | -47.8 | -49.2 | -50.7
RWTS22 | Entire | 22 | MVAr | -2.4 | 9.7 | 10.3 | 11 | 11.4 | 12 | 12.4 | 12.7 | 13 | 13.3 | 13.6
RWTS22 | Entire | 22 | MVA | 6.8 | -35.3 | -37.6 | -40 | -42.1 | -44.5 | -46.6 | -48.2 | -49.5 | -51 | -52.4
RWTS24 | Split Bus | 66 | MW | 3.92 | -12.7 | -16.6 | -20.2 | -22.4 | -25.5 | -26.5 | -26.6 | -27.5 | -27.7 | -27
RWTS24 | Split Bus | 66 | MVAr | 3.4 | 7.2 | 9.4 | 11.4 | 12.6 | 14.4 | 15 | 15 | 15.5 | 15.7 | 15.2
RWTS24 | Split Bus | 66 | MVA | 5.19 | -14.6 | -19.1 | -23.2 | -25.7 | -29.3 | -30.5 | -30.5 | -31.6 | -31.8 | -31
SHTS | Entire | 66 | MW | -251.2065 | -287.46 | -329.39 | -339.02 | -347.81 | -356.36 | -365.05 | -371.26 | -376.66 | -381.46 | -385.7
SHTS | Entire | 66 | MVAr | 109.6638 | 72.48 | 94.07 | 99.03 | 103.56 | 107.96 | 112.44 | 115.64 | 118.42 | 120.89 | 123.07
SHTS | Entire | 66 | MVA | -274.1001 | -296.4567 | -342.5594 | -353.1876 | -362.9001 | -372.3544 | -381.9741 | -388.8529 | -394.8367 | -400.1576 | -404.8589
SMTS | Entire | 66 | MW | -86.28 | -81.5 | -91.8 | -102.7 | -93.8 | -99.3 | -102 | -102.3 | -100.9 | -97.9 | -98
SMTS | Entire | 66 | MVAr | -16.7 | -16.7 | -18.9 | -21.5 | -19.6 | -20.8 | -21.5 | -21.8 | -22 | -21.6 | -21.7
SMTS | Entire | 66 | MVA | -87.88 | -83.2 | -93.7 | -104.9 | -95.8 | -101.4 | -104.2 | -104.6 | -103.3 | -100.3 | -100.3
SVTS | Entire | 66 | MW | 31.7095 | 8.4285 | 4.0267 | 0.73962 | -8.8586 | -18.5878 | -29.6205 | -37.0246 | -42.4773 | -48.8023 | -56.1526
SVTS | Entire | 66 | MVAr | -5.0189 | -29.52 | -30.23 | -30.66 | -31.07 | -29.41 | -27.49 | -26.21 | -25.29 | -24.23 | -23.01
SVTS | Entire | 66 | MVA | 32.1042 | 30.6997 | 30.497 | 30.6689 | -32.3082 | -34.7916 | -40.4113 | -45.3628 | -49.4358 | -54.4863 | -60.6842
SVTS12 | Split Bus | 66 | MW | 11.1604 | 8.38 | 7.16 | 7.09 | 1.77 | -4.02 | -8.81 | -12.26 | -14.72 | -17.87 | -21.73
SVTS12 | Split Bus | 66 | MVAr | -2.2899 | -15.25 | -15.54 | -15.56 | -16.82 | -16.28 | -15.15 | -14.33 | -13.74 | -13 | -12.08
SVTS12 | Split Bus | 66 | MVA | 11.3929 | 17.4008 | 17.1101 | 17.0992 | 16.9129 | -16.769 | -17.5254 | -18.8589 | -20.1362 | -22.0983 | -24.862
SVTS34 | Split Bus | 66 | MW | 20.3162 | 7.2885 | 4.4967 | 1.8096 | -3.1386 | -8.5778 | -14.0405 | -17.2946 | -19.7673 | -23.0223 | -26.8226
SVTS34 | Split Bus | 66 | MVAr | -3.0297 | -12.89 | -13.21 | -13.47 | -14.1 | -14.31 | -13.64 | -13.27 | -13 | -12.63 | -12.22
SVTS34 | Split Bus | 66 | MVA | 20.5409 | 14.8079 | 13.9544 | 13.591 | -14.4451 | -16.684 | -19.5751 | -21.799 | -23.6589 | -26.2591 | -29.4751
TBTS | Entire | 66 | MW | -49.362 | -94.94 | -102.93 | -111.04 | -118.97 | -129.61 | -138.53 | -144.89 | -150.78 | -156.12 | -161.3
TBTS | Entire | 66 | MVAr | -20.8806 | -11.45 | -10.16 | -8.85 | -7.57 | -5.41 | -1.67 | 0.99 | 3.46 | 5.7 | 7.87
TBTS | Entire | 66 | MVA | -53.5967 | -95.628 | -103.4302 | -111.3921 | -119.2106 | -129.7229 | -138.5401 | -144.8934 | -150.8197 | -156.224 | -161.4919
TGTS | Entire | 66 | MW | -123.7047 | -137.5411 | -198.3111 | -210.6211 | -216.7311 | -224.0511 | -231.2811 | -237.4011 | -242.0911 | -248.3611 | -255.5011
TGTS | Entire | 66 | MVAr | 73.7525 | -51.4011 | -39.7811 | -37.0511 | -35.7011 | -34.0811 | -32.4811 | -31.1311 | -30.0911 | -28.7011 | -27.1211
TGTS | Entire | 66 | MVA | -144.0218 | -146.832 | -202.2618 | -213.8552 | -219.6519 | -226.6284 | -233.5508 | -239.4336 | -243.9541 | -250.014 | -256.9365
TSTS | Entire | 66 | MW | 12.9744 | -0.57934 | -7.8863 | -15.9357 | -24.5479 | -33.9359 | -43.7788 | -50.6641 | -56.0821 | -62.7269 | -71.0481
TSTS | Entire | 66 | MVAr | -11.757 | -27.1049 | -28.9553 | -30.905 | -30.4945 | -28.8273 | -26.9886 | -25.6758 | -24.6176 | -23.3057 | -21.7479
TSTS | Entire | 66 | MVA | 17.509 | -27.1111 | -30.01 | -34.7716 | -39.1473 | -44.527 | -51.4293 | -56.7988 | -61.2472 | -66.9165 | -74.3021
TTS | Entire | 66 | MW | 37.3504 | 24.164 | 12.5416 | 1.9485 | -8.8206 | -21.7912 | -33.2901 | -41.1871 | -43.7133 | -52.4584 | -70.9199
TTS | Entire | 66 | MVAr | 6.7739 | -4.8689 | -7.5747 | -9.1067 | -8.1787 | -8.4708 | -8.6032 | -9.5711 | -8.8133 | -8.6589 | -11.6994
TTS | Entire | 66 | MVA | 37.9597 | 24.6496 | 14.6515 | 9.3128 | -12.0289 | -23.3797 | -34.3838 | -42.2845 | -44.5929 | -53.1682 | -71.8784
TTS12 | Split Bus | 66 | MW | 23.2438 | 14.644 | 10.8216 | 7.5485 | 6.0694 | 2.9088 | 0.60995 | -1.8471 | -2.1933 | -4.1684 | -10.8199
TTS12 | Split Bus | 66 | MVAr | 0.8805 | -5.9409 | -8.5181 | -9.9207 | -8.8626 | -9.0238 | -9.0244 | -9.8596 | -8.9681 | -8.679 | -11.5838
TTS12 | Split Bus | 66 | MVA | 23.2605 | 15.8032 | 13.7719 | 12.4659 | 10.7417 | 9.481 | 9.045 | -10.0311 | -9.2324 | -9.6281 | -15.851
TTS34 | Split Bus | 66 | MW | 14.1065 | 9.52 | 1.72 | -5.6 | -14.89 | -24.7 | -33.9 | -39.34 | -41.52 | -48.29 | -60.1
TTS34 | Split Bus | 66 | MVAr | 5.8934 | 1.072 | 0.94335 | 0.814 | 0.68389 | 0.55298 | 0.4212 | 0.28851 | 0.15485 | 0.020155 | -0.11562
TTS34 | Split Bus | 66 | MVA | 15.2881 | 9.5802 | 1.9617 | -5.6589 | -14.9057 | -24.7062 | -33.9026 | -39.3411 | -41.5203 | -48.29 | -60.1001
WETS | Entire | 66 | MW | -129.2889 | -145.21 | -144.88 | -143.81 | -142.29 | -140.29 | -139.07 | -139.21 | -139.38 | -138.29 | -136.12
WETS | Entire | 66 | MVAr | 12.4891 | 49.72 | 49.57 | 49.08 | 48.37 | 47.45 | 46.89 | 46.95 | 47.03 | 46.52 | 45.52
WETS | Entire | 66 | MVA | -129.8907 | -153.4862 | -153.1254 | -151.9545 | -150.2867 | -148.0972 | -146.7622 | -146.914 | -147.1007 | -145.9049 | -143.5295
WMTS | Entire | 22 | MW | 0.11756 | 0.001 | 0.001 | 0.001 | 0.001 | 0.001 | 0.001 | 0.001 | 0.001 | 0.001 | 0.001
WMTS | Entire | 22 | MVAr | -0.077988 | -0.07 | -0.07 | -0.07 | -0.07 | -0.07 | -0.07 | -0.07 | -0.07 | -0.07 | -0.07
WMTS | Entire | 22 | MVA | 0.14108 | 0.001 | 0.001 | 0.001 | 0.001 | 0.001 | 0.001 | 0.001 | 0.001 | 0.001 | 0.001
WMTS | Entire | 66 | MW | 77.4283 | 79.4131 | 83.1873 | 84.0163 | 84.2485 | 84.0919 | 84.0995 | 84.979 | 86.682 | 86.7618 | 86.2609
WMTS | Entire | 66 | MVAr | -21.7381 | -14.56 | -13.1741 | -12.6786 | -12.2335 | -11.8788 | -11.4744 | -10.9904 | -10.5168 | -10.1036 | -9.7508
WMTS | Entire | 66 | MVA | 80.4219 | 80.7368 | 84.224 | 84.9675 | 85.1321 | 84.9268 | 84.8787 | 85.6868 | 87.3177 | 87.3481 | 86.8103
WOTS | Entire | 66 | MW | -18.8 | -23.5 | -25.9 | -27.7 | -29.2 | -30.2 | -30.9 | -31.3 | -31.6 | -31.8 | -32
WOTS | Entire | 66 | MVAr | 2.3 | 2.9 | 3.2 | 3.4 | 3.6 | 3.7 | 3.8 | 3.9 | 3.9 | 3.9 | 4
WOTS | Entire | 66 | MVA | -18.9 | -23.7 | -26.1 | -28 | -29.4 | -30.5 | -31.2 | -31.6 | -31.9 | -32.1 | -32.3
WOTS22 | Entire | 22 | MW | -10.6 | -14.9 | -16.8 | -18.4 | -19.7 | -20.7 | -21.4 | -21.9 | -22.3 | -22.7 | -23
WOTS22 | Entire | 22 | MVAr | -1.2 | -1.7 | -2 | -2.1 | -2.3 | -2.4 | -2.5 | -2.5 | -2.6 | -2.6 | -2.7
WOTS22 | Entire | 22 | MVA | -10.7 | 15 | 16.9 | 18.5 | 19.8 | 20.8 | 21.5 | 22 | 22.5 | 22.8 | 23.2
Note 1: Note that this is the observed actual and have not been weather normalised.

## TsAnnual50_minimum
2025 Terminal Station Minimum Demand Forecast - MW, MVAr & MVA Forecasts aggregated by Terminal Station
Forecasts at time of Station minimum - station diversity factors are applied.
Annual, 50% POE
LOCATIONID | LocationType | VOLTAGE | UNIT | 2025 (Actual Note 1) | 2026 | 2027 | 2028 | 2029 | 2030 | 2031 | 2032 | 2033 | 2034 | 2035
ATS_BLTS | Hybrid | 66 | MW | 74.9141 | 89.9196 | 136.0669 | 175.5046 | 173.0376 | 167.6633 | 164.0591 | 162.2627 | 162.432 | 159.4107 | 152.3966
ATS_BLTS | Hybrid | 66 | MVAr | 7.9871 | -1.351 | 15.1966 | 29.3682 | 30.5559 | 29.9738 | 29.4912 | 29.2272 | 29.0724 | 28.7486 | 28.0072
ATS_BLTS | Hybrid | 66 | MVA | 75.3387 | 89.9297 | 136.9129 | 177.9448 | 175.7147 | 170.3215 | 166.6887 | 164.874 | 165.0132 | 161.9823 | 154.9488
ATS_WEST | Hybrid | 66 | MW | -35.0099 | -33.79 | -0.15 | -31.53 | 31.14 | 58.69 | 56.16 | 59.25 | 57.72 | 54.57 | 51.92
ATS_WEST | Hybrid | 66 | MVAr | -2.3945 | -10.09 | -13.84 | -10.34 | -10.38 | -7.31 | -7.59 | -7.25 | -7.42 | -7.77 | -8.06
ATS_WEST | Hybrid | 66 | MVA | -35.0916 | -35.2643 | -13.8408 | -33.1822 | 32.8244 | 59.1435 | 56.6706 | 59.6919 | 58.195 | 55.1204 | 52.5419
BATS | Entire | 66 | MW | -121.3672 | -115.49 | -119.67 | -126.69 | -135.67 | -144.87 | -155.69 | -162.87 | -169.34 | -176.56 | -184.37
BATS | Entire | 66 | MVAr | 3.2655 | 10.27 | 11.04 | 12.34 | 14 | 15.7 | 17.7 | 19.03 | 20.22 | 21.56 | 23
BATS | Entire | 66 | MVA | -121.4112 | -115.9457 | -120.1782 | -127.2896 | -136.3904 | -145.7182 | -156.6929 | -163.978 | -170.5429 | -177.8715 | -185.7991
BETS | Entire | 22 | MW | -12.6604 | -9.9 | -13.09 | -17.41 | -21.7 | -26.12 | -30.53 | -33.64 | -36.14 | -38.67 | -41.46
BETS | Entire | 22 | MVAr | 1.8467 | -0.74 | -1.03 | -1.42 | -1.81 | -2.21 | -2.19 | -2.09 | -2.02 | -1.94 | -1.85
BETS | Entire | 22 | MVA | -12.7944 | -9.9276 | -13.1305 | -17.4678 | -21.7754 | -26.2133 | -30.6084 | -33.7049 | -36.1964 | -38.7186 | -41.5013
BETS | Entire | 66 | MW | -22.6168 | -98.4 | -101.39 | -111 | -120.57 | -130.79 | -140.58 | -147.09 | -152.27 | -158.31 | -165.58
BETS | Entire | 66 | MVAr | 12.1837 | -2.35 | -1.21 | 2.47 | 6.13 | 10.04 | 13.78 | 16.26 | 18.24 | 20.56 | 23.33
BETS | Entire | 66 | MVA | -25.6897 | -98.4281 | -101.3972 | -111.0275 | -120.7257 | -131.1748 | -141.2538 | -147.986 | -153.3586 | -159.6395 | -167.2155
BLTS | Entire | 22 | MW | 2.4914 | 5.014 | 10.6101 | 10.4761 | 9.4121 | 8.1521 | 6.8621 | 5.9982 | 5.2002 | 4.2202 | 2.9982
BLTS | Entire | 22 | MVAr | 1.9 | 2.7326 | 3.3016 | 3.2905 | 3.1795 | 3.0484 | 2.9174 | 2.8263 | 2.7352 | 2.634 | 2.5129
BLTS | Entire | 22 | MVA | 3.1332 | 5.7103 | 11.1119 | 10.9807 | 9.9347 | 8.7035 | 7.4565 | 6.6307 | 5.8757 | 4.9748 | 3.912
BLTS-SCI | Hybrid | 66 | MW
BLTS-SCI | Hybrid | 66 | MVAr
BLTS-SCI | Hybrid | 66 | MVA
BTS | Entire | 22 | MW | 17.1503 | 16.9874 | 16.1726 | 10.9965 | 8.8805 | 6.3004 | 3.7402 | 2.0568 | 1.0681 | -0.92764 | -4.1938
BTS | Entire | 22 | MVAr | 0.066916 | -2.0773 | -2.075 | -2.6685 | -2.7875 | -2.9571 | -3.1367 | -3.2659 | -3.385 | -3.373 | -3.1388
BTS | Entire | 22 | MVA | 17.1505 | 17.114 | 16.3051 | 11.3156 | 9.3077 | 6.9598 | 4.8814 | 3.8596 | 3.5496 | -3.4982 | -5.2383
BTS | Entire | 66 | MW | 103.8683 | 114.26 | 120.65 | 122.55 | 123.28 | 123.85 | 124.9 | 126.07 | 126.7 | 126.1 | 125.91
BTS | Entire | 66 | MVAr | -21.9079 | -17.35 | -15.34 | -14.74 | -14.51 | -14.33 | -14 | -13.63 | -13.43 | -13.62 | -13.68
BTS | Entire | 66 | MVA | 106.1536 | 115.5698 | 121.6213 | 123.4333 | 124.131 | 124.6763 | 125.6822 | 126.8047 | 127.4098 | 126.8334 | 126.651
CBTS | Entire | 66 | MW | -86.55 | -97.7 | -121.7 | -143.9 | -163.1 | -178.3 | -191.2 | -203.1 | -214 | -225.8 | -237.4
CBTS | Entire | 66 | MVAr | -20.51 | 15.6 | 20.9 | 25.4 | 29.1 | 31.9 | 34.2 | 36 | 37.6 | 39.2 | 40.7
CBTS | Entire | 66 | MVA | 88.95 | -99 | -123.4 | -146.2 | -165.7 | -181.1 | -194.3 | -206.3 | -217.3 | -229.2 | -240.9
DPTS | Hybrid | 66 | MW | -69.8576 | -26.4 | 43.69 | 109.86 | 140.8 | 159.73 | 160.87 | 158.03 | 158.46 | 157.93 | 157.12
DPTS | Hybrid | 66 | MVAr | -1.1819 | -6.43 | -6.31 | -5.85 | -1.21 | 5.56 | 5.97 | 4.96 | 5.11 | 4.92 | 4.63
DPTS | Hybrid | 66 | MVA | -69.8675 | -27.1718 | 44.1433 | 110.0156 | 140.8052 | 159.8267 | 160.9807 | 158.1078 | 158.5424 | 158.0066 | 157.1882
ERTS | Entire | 66 | MW | -17.8076 | -32.0078 | -34.8098 | -31.978 | -38.9759 | -47.3092 | -54.7258 | -59.7906 | -63.6025 | -67.7637 | -72.2666
ERTS | Entire | 66 | MVAr | -18.7273 | -32.2051 | -31.5385 | -29.5259 | -30.2208 | -30.8226 | -31.2543 | -31.627 | -31.7187 | -31.9661 | -32.2817
ERTS | Entire | 66 | MVA | -25.8423 | -45.4056 | -46.9723 | -43.5244 | -49.3195 | -56.4641 | -63.0218 | -67.6401 | -71.0729 | -74.925 | -79.149
ERTS12 | Split Bus | 66 | MW | -19.8892 | -22.2686 | -26.9194 | -30.2976 | -34.325 | -39.2898 | -43.6183 | -46.8401 | -49.3135 | -52.0113 | -55.0488
ERTS12 | Split Bus | 66 | MVAr | -11.2639 | -14.7742 | -15.1554 | -15.5381 | -15.545 | -15.1428 | -14.6309 | -14.4204 | -14.1299 | -13.8978 | -13.6225
ERTS12 | Split Bus | 66 | MVA | -22.8572 | -26.7239 | -30.8924 | -34.0497 | -37.6809 | -42.107 | -46.0068 | -49.0096 | -51.2979 | -53.8361 | -56.7093
ERTS34 | Split Bus | 66 | MW | -1.7836 | -10.1745 | -8.181 | -1.5332 | -4.6902 | -8.2897 | -11.5861 | -13.564 | -14.9898 | -16.5618 | -18.1515
ERTS34 | Split Bus | 66 | MVAr | -11.9511 | -18.7047 | -17.5909 | -15.0342 | -15.7739 | -16.852 | -17.8633 | -18.4912 | -18.9007 | -19.417 | -20.0543
ERTS34 | Split Bus | 66 | MVA | -12.0835 | -21.2928 | -19.4002 | -15.1122 | -16.4564 | -18.7806 | -21.2916 | -22.9327 | -24.1232 | -25.5208 | -27.0491
FBTS | Entire | 66 | MW | 83.4197 | 93.88 | 100.92 | 103.24 | 105.17 | 106.73 | 108.45 | 110.61 | 112.64 | 114.53 | 116.23
FBTS | Entire | 66 | MVAr | -4.3399 | 10.01 | 11.96 | 12.6 | 13.13 | 13.56 | 14.04 | 14.63 | 15.19 | 15.72 | 16.19
FBTS | Entire | 66 | MVA | 83.5325 | 94.4121 | 101.6262 | 104.006 | 105.9864 | 107.588 | 109.355 | 111.5733 | 113.6596 | 115.6038 | 117.3522
GNTS | Entire | 66 | MW | -186.3 | -150.7112 | -154.2641 | -157.8456 | -160.6126 | -162.4273 | -163.9182 | -165.66 | -167.6067 | -169.2787 | -169.4779
GNTS | Entire | 66 | MVAr | 5.3 | 4.3 | 4.4 | 4.5 | 4.6 | 4.6 | 4.7 | 4.7 | 4.8 | 4.8 | 4.8
GNTS | Entire | 66 | MVA | 186.4 | -150.8 | -154.3 | -157.9 | -160.7 | -162.5 | -164 | -165.7 | -167.7 | -169.3 | -169.5
GTS | Entire | 66 | MW | -3.9303 | 13.7474 | 15.4569 | -0.97196 | -18.6297 | -37.968 | -57.0708 | -69.9246 | -79.4984 | -91.1072 | -104.6007
GTS | Entire | 66 | MVAr | 31.6793 | 2.7965 | 3.1338 | -0.39083 | -2.5887 | -1.8202 | -1.0678 | -0.49473 | -0.029318 | 0.69956 | 1.711
GTS | Entire | 66 | MVA | -31.9222 | 14.0289 | 15.7714 | -1.0476 | -18.8087 | -38.0116 | -57.0808 | -69.9264 | -79.4984 | -91.1099 | -104.6147
HOTS | Entire | 66 | MW | -25.2369 | -17.73 | -19.01 | -22.27 | -25.9 | -29.84 | -34.03 | -37.17 | -40.01 | -43.24 | -46.79
HOTS | Entire | 66 | MVAr | 38.9586 | 1.39 | 0.7 | -1.04 | -2.97 | -5.07 | -5.7 | -5.03 | -4.43 | -3.75 | -3
HOTS | Entire | 66 | MVA | -46.4185 | -17.7844 | -19.0229 | -22.2943 | -26.0697 | -30.2676 | -34.5041 | -37.5088 | -40.2545 | -43.4023 | -46.8861
HTS | Entire | 66 | MW | 11.2981 | 19.74 | 18.99 | 20.08 | 10.67 | 0.56 | -9.98 | -17.78 | -23.67 | -30.32 | -38.39
HTS | Entire | 66 | MVAr | -9.4109 | -24.81 | -24.99 | -24.73 | -26.92 | -29.27 | -27.08 | -25.27 | -23.9 | -22.35 | -20.48
HTS | Entire | 66 | MVA | 14.7042 | 31.7049 | 31.3866 | 31.8556 | 28.9575 | 29.2754 | -28.8605 | -30.8982 | -33.6375 | -37.6673 | -43.5112
HYTS | Entire | 22 | MW | -2e-08 | 0 | 0 | -0.01 | -0.04 | -0.06 | -0.08 | -0.1 | -0.12 | -0.13 | -0.15
HYTS | Entire | 22 | MVAr | 0 | -0.1 | -0.1 | -0.1 | -0.09 | -0.08 | -0.08 | -0.07 | -0.07 | -0.06 | -0.05
HYTS | Entire | 22 | MVA | -2e-08 | 0 | 0 | -0.1005 | -0.098489 | -0.1 | -0.11314 | -0.12207 | -0.13892 | -0.14318 | -0.15811
KGTS6622 | Entire | 66 | MW | -55.5302 | -105.63 | -107.34 | -108.58 | -109.73 | -110.74 | -111.95 | -113.06 | -114.01 | -114.63 | -115.05
KGTS6622 | Entire | 66 | MVAr | 7.8045 | 17.69 | 18.1 | 18.31 | 18.49 | 18.58 | 18.8 | 19.09 | 19.34 | 19.4 | 19.3
KGTS6622 | Entire | 66 | MVA | -56.0759 | -107.101 | -108.8553 | -110.113 | -111.2769 | -112.2879 | -113.5176 | -114.6603 | -115.6387 | -116.26 | -116.6576
KTS | Entire | 66 | MW | 5.1401 | 17.9496 | 2.5552 | -15.7916 | -33.8723 | -56.7623 | -78.8523 | -93.271 | -104.3296 | -119.8078 | -141.6098
KTS | Entire | 66 | MVAr | -11.3758 | -18.0971 | -18.5135 | -18.9046 | -19.3106 | -19.5816 | -18.5978 | -17.9892 | -17.516 | -16.8982 | -14.6662
KTS | Entire | 66 | MVA | 12.4832 | 25.4891 | 18.689 | -24.6325 | -38.9901 | -60.045 | -81.0158 | -94.9899 | -105.7898 | -120.9936 | -142.3672
KTS125 | Split Bus | 66 | MW | 46.6705 | 58.5432 | 54.5328 | 50.9566 | 47.4511 | 40.0293 | 31.8445 | 26.3185 | 22.1871 | 14.7832 | 2.9513
KTS125 | Split Bus | 66 | MVAr | 1.2949 | -3.171 | -3.7169 | -4.3937 | -5.0912 | -5.7095 | -5.0287 | -4.5487 | -4.1796 | -3.6513 | -2.9739
KTS125 | Split Bus | 66 | MVA | 46.6885 | 58.629 | 54.6593 | 51.1457 | 47.7234 | 40.4344 | 32.2391 | 26.7087 | 22.5774 | 15.2275 | 4.1898
KTS34 | Split Bus | 66 | MW | -41.5304 | -40.5936 | -51.9776 | -66.7482 | -81.3233 | -96.7916 | -110.6968 | -119.5895 | -126.5168 | -134.591 | -144.5611
KTS34 | Split Bus | 66 | MVAr | -12.6707 | -14.9261 | -14.7965 | -14.5109 | -14.2194 | -13.8721 | -13.5691 | -13.4405 | -13.3364 | -13.2469 | -11.6922
KTS34 | Split Bus | 66 | MVA | -43.4203 | -43.2508 | -54.0426 | -68.3073 | -82.5571 | -97.7806 | -111.5254 | -120.3424 | -127.2177 | -135.2413 | -145.0331
LY* | Entire | 66 | MW | 0.8 | 2.824 | 2.825 | 2.825 | 2.826 | 2.826 | 2.827 | 2.828 | 2.828 | 2.829 | 2.829
LY* | Entire | 66 | MVAr | 0 | -12 | -12 | -12 | -12 | -12 | -12 | -12 | -12 | -12 | -12
LY* | Entire | 66 | MVA | 0.8 | 12.3 | 12.3 | 12.3 | 12.3 | 12.3 | 12.3 | 12.3 | 12.3 | 12.3 | 12.3
MBTS | Entire | 66 | MW | -12.2 | -13.466 | -14.53 | -15.384 | -15.975 | -16.417 | -16.899 | -17.347 | -17.738 | -18.048 | -18.328
MBTS | Entire | 66 | MVAr | 4.2 | 4.7 | 5 | 5.3 | 5.6 | 5.7 | 5.9 | 6 | 6.2 | 6.3 | 6.4
MBTS | Entire | 66 | MVA | 12.9 | -14.3 | -15.4 | -16.3 | -16.9 | -17.4 | -17.9 | -18.4 | -18.8 | -19.1 | -19.4
MTS | Entire | 22 | MW | 3.1311 | 3.69 | 2.88 | 1.85 | 0.89 | -0.15 | -1.2 | -1.99 | -2.61 | -3.26 | -3.88
MTS | Entire | 22 | MVAr | -1.2745 | -2.64 | -2.77 | -2.94 | -3.09 | -3.21 | -3.04 | -2.92 | -2.82 | -2.71 | -2.61
MTS | Entire | 22 | MVA | 3.3806 | 4.5371 | 3.9959 | 3.4736 | 3.2156 | -3.2135 | -3.2683 | -3.5336 | -3.8425 | -4.2393 | -4.6762
MTS | Entire | 66 | MW | 23.0665 | 26.6 | 24.07 | 22.56 | 20.57 | 16.07 | 11.24 | 7.95 | 5.64 | 2.61 | -1.27
MTS | Entire | 66 | MVAr | -11.4119 | -15.3 | -15.78 | -16.07 | -16.45 | -17.3 | -18.21 | -18.84 | -19.28 | -19.85 | -20.11
MTS | Entire | 66 | MVA | 25.735 | 30.6863 | 28.7815 | 27.6983 | 26.3387 | 23.6122 | 21.3996 | 20.4487 | 20.088 | 20.0209 | -20.1501
MWTS | Entire | 66 | MW | 6.1 | -5.4489 | -10.1033 | -6.3259 | -11.8202 | -16.0982 | -17.0927 | -15.4923 | -14.6536 | -11.6162 | -13.4813
MWTS | Entire | 66 | MVAr | 4.7 | 0.5 | 0.9 | 0.6 | 1.1 | 1.4 | 1.5 | 1.4 | 1.3 | 1 | 1.2
MWTS | Entire | 66 | MVA | 7.7 | -5.5 | -10.1 | -6.4 | -11.9 | -16.2 | -17.2 | -15.6 | -14.7 | -11.7 | -13.5
RCTS | Entire | 22 | MW | -2.5333 | -0.44 | 0.23 | -0.5 | -1.19 | -1.86 | -2.47 | -2.88 | -3.18 | -3.53 | -3.99
RCTS | Entire | 22 | MVAr | -2.2867 | -1.61 | -1.62 | -1.61 | -1.59 | -1.58 | -1.56 | -1.55 | -1.54 | -1.53 | -1.52
RCTS | Entire | 22 | MVA | -3.4127 | -1.669 | 1.6362 | -1.6859 | -1.986 | -2.4405 | -2.9214 | -3.2706 | -3.5333 | -3.8473 | -4.2697
RCTS | Entire | 66 | MW | -159.9815 | -162.05 | -163.45 | -165.96 | -167.83 | -169.31 | -171.48 | -173.73 | -175.77 | -176.59 | -176.45
RCTS | Entire | 66 | MVAr | 48.0499 | 73.45 | 74.39 | 76.08 | 77.34 | 78.33 | 79.78 | 81.29 | 82.66 | 83.21 | 83.11
RCTS | Entire | 66 | MVA | -167.0415 | -177.9188 | -179.5822 | -182.5675 | -184.7928 | -186.5515 | -189.1302 | -191.8077 | -194.2364 | -195.2125 | -195.0433
RTS | Entire | 22 | MW | 6.3327 | 9.83 | 13.36 | 13.43 | 13.14 | 12.78 | 12.51 | 12.68 | 12.86 | 12.96 | 13.01
RTS | Entire | 22 | MVAr | -3.0994 | -1.57 | -0.36 | -0.33 | -0.43 | -0.56 | -0.65 | -0.59 | -0.53 | -0.49 | -0.48
RTS | Entire | 22 | MVA | 7.0505 | 9.9546 | 13.3648 | 13.4341 | 13.147 | 12.7923 | 12.5269 | 12.6937 | 12.8709 | 12.9693 | 13.0189
RTS | Entire | 66 | MW | 119.922 | 122.0522 | 127.799 | 142.473 | 144.3598 | 145.8199 | 147.0987 | 149.2357 | 151.4528 | 152.8622 | 153.6261
RTS | Entire | 66 | MVAr | -53.6108 | -34.8148 | -32.802 | -27.5554 | -26.874 | -26.2899 | -25.7401 | -24.9079 | -24.0946 | -23.506 | -23.1323
RTS | Entire | 66 | MVA | 131.3598 | 126.9205 | 131.9414 | 145.1132 | 146.84 | 148.1708 | 149.3338 | 151.3 | 153.3575 | 154.659 | 155.358
RWTS | Entire | 66 | MW | -19.06 | -28.7 | -44.8 | -55.6 | -67.2 | -74.3 | -78.8 | -78.2 | -84.6 | -81.8 | -87.1
RWTS | Entire | 66 | MVAr | -2.3 | -12.1 | -11.7 | -12.1 | -12.5 | -11.3 | -10.8 | -10.8 | -10.6 | -10.2 | -10.4
RWTS | Entire | 66 | MVA | 19.2 | -31.2 | -46.3 | -56.8 | -68.3 | -75.1 | -79.5 | -79 | -85.3 | -82.4 | -87.7
RWTS13 | Split Bus | 66 | MW | -10.06 | -15.8 | -22.8 | -28.5 | -34.8 | -38.9 | -42.5 | -42.5 | -46.7 | -47 | -52.8
RWTS13 | Split Bus | 66 | MVAr | -7.38 | -15.7 | -17.8 | -19.6 | -21.5 | -21.1 | -20.9 | -20.7 | -21.1 | -19.8 | -19.9
RWTS13 | Split Bus | 66 | MVA | 12.48 | -22.2 | -28.9 | -34.6 | -40.9 | -44.3 | -47.3 | -47.3 | -51.3 | -51 | -56.5
RWTS22 | Entire | 22 | MW | 6.4 | -20.2 | -22.3 | -24.4 | -26.4 | -28.5 | -30.4 | -31.7 | -32.8 | -34.2 | -35.5
RWTS22 | Entire | 22 | MVAr | -2.4 | 4.8 | 5.5 | 6 | 6.5 | 6.9 | 7.3 | 7.5 | 7.7 | 8 | 8.3
RWTS22 | Entire | 22 | MVA | 6.8 | -20.7 | -22.9 | -25.1 | -27.2 | -29.3 | -31.3 | -32.5 | -33.7 | -35.1 | -36.5
RWTS24 | Split Bus | 66 | MW | 3.92 | -6.4 | -10.8 | -13.3 | -15.9 | -17.3 | -17.8 | -17.5 | -18.6 | -17 | -16.8
RWTS24 | Split Bus | 66 | MVAr | 3.4 | 3.6 | 6.1 | 7.5 | 9 | 9.8 | 10 | 9.9 | 10.5 | 9.6 | 9.5
RWTS24 | Split Bus | 66 | MVA | 5.19 | -7.3 | -12.3 | -15.2 | -18.2 | -19.9 | -20.4 | -20.1 | -21.3 | -19.6 | -19.3
SHTS | Entire | 66 | MW | -251.2065 | -248.93 | -299.85 | -308.79 | -316.93 | -324.8 | -332.9 | -338.83 | -344.1 | -348.75 | -353.03
SHTS | Entire | 66 | MVAr | 109.6638 | 52.64 | 78.86 | 83.47 | 87.66 | 91.71 | 95.88 | 98.94 | 101.65 | 104.04 | 106.25
SHTS | Entire | 66 | MVA | -274.1001 | -254.4349 | -310.0467 | -319.8726 | -328.8296 | -337.4993 | -346.4324 | -352.98 | -358.8001 | -363.938 | -368.6723
SMTS | Entire | 66 | MW | -86.28 | -65.8 | -73.8 | -83 | -75 | -79.7 | -82.2 | -81.4 | -79 | -77.6 | -74.3
SMTS | Entire | 66 | MVAr | -16.7 | -15.1 | -16.9 | -19.1 | -17.4 | -18.5 | -19.2 | -19.3 | -19.2 | -19.3 | -18.6
SMTS | Entire | 66 | MVA | -87.88 | -67.5 | -75.7 | -85.2 | -76.9 | -81.9 | -84.4 | -83.7 | -81.3 | -79.9 | -76.6
SVTS | Entire | 66 | MW | 31.7095 | 39.0194 | 35.0903 | 32.9379 | 22.4432 | 10.8796 | -0.16512 | -6.9931 | -11.5343 | -18.7508 | -27.2432
SVTS | Entire | 66 | MVAr | -5.0189 | -23.83 | -24.44 | -24.65 | -26.51 | -28.54 | -30.45 | -31.6 | -31.1 | -29.9 | -28.47
SVTS | Entire | 66 | MVA | 32.1042 | 45.7207 | 42.7626 | 41.1403 | 34.7344 | 30.5434 | -30.4504 | -32.3645 | -33.17 | -35.2931 | -39.4047
SVTS12 | Split Bus | 66 | MW | 11.1604 | 17.27 | 15.77 | 16.11 | 10.62 | 4.99 | 0.32 | -3.24 | -5.55 | -8.84 | -12.7
SVTS12 | Split Bus | 66 | MVAr | -2.2899 | -13.14 | -13.5 | -13.41 | -14.72 | -16.05 | -17.16 | -16.47 | -15.92 | -15.14 | -14.22
SVTS12 | Split Bus | 66 | MVA | 11.3929 | 21.7005 | 20.7592 | 20.9609 | 18.1511 | 16.8078 | 17.163 | -16.7857 | -16.8597 | -17.5318 | -19.0656
SVTS34 | Split Bus | 66 | MW | 20.3162 | 19.8494 | 17.6403 | 15.4479 | 10.6832 | 5.2296 | -0.29512 | -3.7431 | -6.6543 | -10.1108 | -13.7432
SVTS34 | Split Bus | 66 | MVAr | -3.0297 | -11.17 | -11.39 | -11.57 | -12.16 | -12.83 | -13.5 | -13.89 | -14.21 | -14.48 | -14.11
SVTS34 | Split Bus | 66 | MVA | 20.5409 | 22.7765 | 20.9979 | 19.3003 | 16.1863 | 13.8549 | -13.5032 | -14.3855 | -15.6909 | -17.6606 | -19.6969
TBTS | Entire | 66 | MW | -49.362 | -56.07 | -63.28 | -71.37 | -79.8 | -89.76 | -99.22 | -104.8 | -109.88 | -115.55 | -121.69
TBTS | Entire | 66 | MVAr | -20.8806 | -17.73 | -16.57 | -15.26 | -13.9 | -12.29 | -10.76 | -9.86 | -9.04 | -8.13 | -7.13
TBTS | Entire | 66 | MVA | -53.5967 | -58.8064 | -65.4135 | -72.9832 | -81.0015 | -90.5975 | -99.8017 | -105.2628 | -110.2512 | -115.8357 | -121.8987
TGTS | Entire | 66 | MW | -123.7047 | -122.7211 | -177.8811 | -196.3411 | -201.9011 | -208.3411 | -215.7311 | -221.2411 | -226.8311 | -232.9611 | -240.3811
TGTS | Entire | 66 | MVAr | 73.7525 | -43.8311 | -44.3011 | -40.2111 | -38.9811 | -37.5611 | -35.9211 | -34.7111 | -33.4711 | -32.1111 | -30.4711
TGTS | Entire | 66 | MVA | -144.0218 | -130.3136 | -183.3147 | -200.4165 | -205.6297 | -211.6999 | -218.7013 | -223.9475 | -229.2873 | -235.1638 | -242.3047
TSTS | Entire | 66 | MW | 12.9744 | 12.1792 | 4.7852 | -3.0246 | -11.6268 | -20.9694 | -30.4521 | -37.1847 | -42.3518 | -49.3005 | -57.3726
TSTS | Entire | 66 | MVAr | -11.757 | -24.0446 | -25.9156 | -27.8229 | -29.84 | -30.2581 | -28.4784 | -27.1421 | -26.1527 | -24.7334 | -23.1995
TSTS | Entire | 66 | MVA | 17.509 | 26.9532 | 26.3537 | -27.9868 | -32.0251 | -36.8139 | -41.6936 | -46.0369 | -49.7759 | -55.1568 | -61.8857
TTS | Entire | 66 | MW | 37.3504 | 52.4696 | 42.9946 | 32.402 | 20.1893 | 7.6541 | -4.7387 | -11.5502 | -13.2481 | -23.9966 | -38.5892
TTS | Entire | 66 | MVAr | 6.7739 | -1.6971 | -3.4738 | -4.2959 | -5.5529 | -5.5323 | -6.2936 | -6.2285 | -5.7689 | -7.2488 | -5.9599
TTS | Entire | 66 | MVA | 37.9597 | 52.497 | 43.1348 | 32.6855 | 20.9391 | 9.4441 | -7.8781 | -13.1226 | -14.4497 | -25.0676 | -39.0467
TTS12 | Split Bus | 66 | MW | 23.2438 | 24.5796 | 21.6846 | 18.882 | 15.4693 | 12.7241 | 9.5013 | 7.8798 | 7.5819 | 4.0634 | 1.3808
TTS12 | Split Bus | 66 | MVAr | 0.8805 | -2.7691 | -4.4172 | -5.1099 | -6.2368 | -6.0853 | -6.7148 | -6.517 | -5.9238 | -7.2689 | -5.8443
TTS12 | Split Bus | 66 | MVA | 23.2605 | 24.7351 | 22.13 | 19.5612 | 16.6793 | 14.1044 | 11.6345 | 10.2256 | 9.6217 | 8.3276 | 6.0052
TTS34 | Split Bus | 66 | MW | 14.1065 | 27.89 | 21.31 | 13.52 | 4.72 | -5.07 | -14.24 | -19.43 | -20.83 | -28.06 | -39.97
TTS34 | Split Bus | 66 | MVAr | 5.8934 | 1.072 | 0.94335 | 0.814 | 0.68389 | 0.55298 | 0.4212 | 0.28851 | 0.15485 | 0.020155 | -0.11562
TTS34 | Split Bus | 66 | MVA | 15.2881 | 27.9106 | 21.3309 | 13.5445 | 4.7693 | -5.1001 | -14.2462 | -19.4321 | -20.8306 | -28.06 | -39.9702
WETS | Entire | 66 | MW | -129.2889 | -138.44 | -138.15 | -136.88 | -135.21 | -133.11 | -131.73 | -131.65 | -131.77 | -130.78 | -128.6
WETS | Entire | 66 | MVAr | 12.4891 | 46.59 | 46.46 | 45.88 | 45.1 | 44.13 | 43.49 | 43.46 | 43.51 | 43.05 | 42.05
WETS | Entire | 66 | MVA | -129.8907 | -146.0694 | -145.7531 | -144.3645 | -142.5333 | -140.2346 | -138.7234 | -138.638 | -138.7676 | -137.6834 | -135.3003
WMTS | Entire | 22 | MW | 0.11756 | 0.16 | 0.16 | 0.16 | 0.16 | 0.16 | 0.15 | 0.16 | 0.16 | 0.16 | 0.15
WMTS | Entire | 22 | MVAr | -0.077988 | -0.04 | -0.04 | -0.04 | -0.04 | -0.04 | -0.04 | -0.04 | -0.04 | -0.04 | -0.04
WMTS | Entire | 22 | MVA | 0.14108 | 0.16492 | 0.16492 | 0.16492 | 0.16492 | 0.16492 | 0.15524 | 0.16492 | 0.16492 | 0.16492 | 0.15524
WMTS | Entire | 66 | MW | 77.4283 | 85.5779 | 91.2349 | 92.3144 | 92.9143 | 93.1132 | 93.2857 | 94.1322 | 95.6384 | 96.0778 | 96.041
WMTS | Entire | 66 | MVAr | -21.7381 | -12.91 | -11.0541 | -10.4986 | -10.0235 | -9.6288 | -9.2244 | -8.7004 | -8.1468 | -7.6936 | -7.2908
WMTS | Entire | 66 | MVA | 80.4219 | 86.5462 | 91.9021 | 92.9095 | 93.4534 | 93.6097 | 93.7406 | 94.5334 | 95.9848 | 96.3854 | 96.3173
WOTS | Entire | 66 | MW | -18.8 | -19.8 | -22 | -23.7 | -25 | -25.8 | -26.2 | -26.5 | -26.7 | -26.8 | -26.9
WOTS | Entire | 66 | MVAr | 2.3 | 2.4 | 2.7 | 2.9 | 3.1 | 3.2 | 3.2 | 3.3 | 3.3 | 3.3 | 3.3
WOTS | Entire | 66 | MVA | -18.9 | -19.9 | -22.2 | -23.9 | -25.2 | -26 | -26.4 | -26.7 | -26.9 | -27.1 | -27.1
WOTS22 | Entire | 22 | MW | -10.6 | -11.8 | -13.7 | -15.1 | -16.2 | -17.2 | -17.8 | -18.3 | -18.7 | -19 | -19.3
WOTS22 | Entire | 22 | MVAr | -1.2 | -1.4 | -1.6 | -1.8 | -1.9 | -2 | -2.1 | -2.1 | -2.2 | -2.2 | -2.3
WOTS22 | Entire | 22 | MVA | -10.7 | 11.9 | 13.8 | 15.2 | 16.4 | 17.3 | 18 | 18.4 | 18.8 | 19.1 | 19.5
Note 1: Note that this is the observed actual and have not been weather normalised.